## File Version (hidden)
Template Location |  | C:\Users\jrobledo\OneDrive - Colostate\PM SET UP By TRD\Capital Assets
Version History
Version | Date | Notes | Updated By
2 | 2023-07-18 | Revised: added asset groups, attributes, instructions, & formatting | Jackie Robledo
1.2 | 2022-01-31 | Updated asset groups and attributes | Jackie Robledo
1 | 2020-12-01 | File Created | Jackie Robledo

## INSTRUCTIONS
Spreadsheet Tab Definitions:
Instructions = Definitions and instructions for filling out asset data
Master Asset Group List = list of asset groups to choose from, including a Misc. group for collecting assets that are not on the list. Click on one and it will take you to that asset tab for entering asset data or scroll to the appropriate tab for the assets you are entering.
Green Tabs = Specific Asset(s) from the Master Asset Group List where individual assets should be listed with their asset specific attributes.
Contractor Instructions
1. Use this spreadsheet to enter the MEP serialized equipment that was installed during the project.
2. Use the Master Asset Group List Tab to pick the asset group or scroll to the tab for the assets you are entering.
3. Click on the asset group you want to enter. The link will take you to that tab.
4. Fill out all of the asset fields requested for that asset type. See Sample Asset Entry below.
5. Using the index on the left, select the next asset group to be entered and the link will take you to that tab. Repeat step 4.
6. Once all of the project assets have been entered on the spreadsheet, save the Asset Data Collection Form for the project.
7. Send the completed file to the assigned Project Representative.
Sample Asset Entry | Pick Equipment from Asset Group Index. For example: Air Handling Unit
| Asset Group: | AIR HANDLING UNIT
| ASSET GROUP INDEX | ASSET DESCRIPTION | PROPERTY NAME/ID # | LOCATION/ROOM # | MANUFACTURER | MODEL | SERIAL # | INSTALL DATE (month and year) | MFG. WARRANTY START DATE (month and year) | MFG. WARRANTY EXPIRE DATE (month and year) | FILTER (COUNT & SIZE)
| AIR DRYER | Air Handling Unit #1 | NRRC - A / 0701 | roof 401 | Trane | TEM4A0B24S21SBA | 19224W4Y3V | 2023-01-01 | 2023-01-01 | 2024-01-01 | (1) 12x24x1
| AIR HANDLING UNIT | Air Handling Unit #2 | NRRC - A / 0701 | roof 401 | Trane | TEM4A0B24S21SBA | 19224W4Y5V | 2023-01-01 | 2023-01-01 | 2024-01-01 | (1) 12x24x1
AIR SEPARATOR
AMP
BACKFLOW
BASEBOARD HEAT
Project Representative
1. Review spreadsheet from contractor for completeness
2. Send file to Asset Manager for input into AIM

## MASTER ASSET GROUP LIST
ASSET GROUP: | Select an Asset Group from the Index OR Scroll to the Appropriate Tab
ASSET GROUP INDEX
AIR DRYER
AIR HANDLING UNIT
AIR SEPARATOR
AMP
BACKFLOW
BASEBOARD HEAT
BLOWER COIL UNIT
BOILER
CABINET UNIT HEATER
CHILLER
COMBINATION EYE WASH STA
COMPRESSOR
CONDENSER
COOLING TOWER
CRAC UNIT
DAMPER
DEDICATED OUTSIDE AIR
DRENCH HOSE
DRY TOWER
ELEVATOR
ENERGY RECOVERY UNIT
ENGINE
EYE WASH STATION
FAN
FAN COIL UNIT
FAN, EXHAUST
FAN, RETURN
FAN, SUPPLY
FAN WALL
FEEDER
FIRE ALARM PANEL
FIRE ALARM SYSTEM
FLYWHEEL
FREEZER
FURNACE
GENERATOR
GENSET
HEAT EXCHANGER
HEAT RECOVERY UNIT
HUMIDIFIER
HOOD, FUME
HOOD, KITCHEN
HOT WATER HEATER
HYDRONIC
LIFT STATION
MAKEUP AIR UNIT
PUMP
PUMP STATION
PUMP, FIRE
REMOTE POWER SUPPLY
RETURN AIR UNIT
ROOF
ROOFTOP UNIT
SAFETY SHOWER
SECURITY CARD ACCESS
SELF-CONTAINED
SMOKE CONTROL SYSTEM
SPLIT SYSTEM
HIGH VOLTAGE SWITCH
TRANSFORMER
TRAPS & VALVES
UNIT HEATER
UPS
VARIABLE FREQUENCY DRIVE
GEOTHERMAL WATER LOOP
MISC Asset

## AIR DRYER
ASSET GROUP: | AIR DRYER
ASSET GROUP INDEX | ASSET DESCRIPTION | PROPERTY NAME/ID # | LOCATION/ROOM # | MANUFACTURER | MODEL | SERIAL # | INSTALL DATE /SUBSTANTIAL COMPLETION (month and year) | MFG. WARRANTY START DATE (month and year) | MFG. WARRANTY EXPIRE DATE (month and year) | CAPACITY | REFRIGERANT TYPE | VOLTAGE
AIR DRYER
AIR HANDLING UNIT
AIR SEPARATOR
AMP
BACKFLOW
BASEBOARD HEAT
BLOWER COIL UNIT
BOILER
CABINET UNIT HEATER
CHILLER
COMBINATION EYE WASH STA
COMPRESSOR
CONDENSER
COOLING TOWER
CRAC UNIT
DAMPER
DEDICATED OUTSIDE AIR
DRENCH HOSE
DRY TOWER
ELEVATOR
ENERGY RECOVERY UNIT
ENGINE
EYE WASH STATION
FAN
FAN COIL UNIT
FAN, EXHAUST
FAN, RETURN
FAN, SUPPLY
FAN WALL
FEEDER
FIRE ALARM PANEL
FIRE ALARM SYSTEM
FLYWHEEL
FREEZER
FURNACE
GENERATOR
GENSET
HEAT EXCHANGER
HEAT RECOVERY UNIT
HUMIDIFIER
HOOD, FUME
HOOD, KITCHEN
HOT WATER HEATER
HYDRONIC
LIFT STATION
MAKEUP AIR UNIT
PUMP
PUMP STATION
PUMP, FIRE
REMOTE POWER SUPPLY
RETURN AIR UNIT
ROOF
ROOFTOP UNIT
SAFETY SHOWER
SECURITY CARD ACCESS
SELF-CONTAINED
SMOKE CONTROL SYSTEM
SPLIT SYSTEM
HIGH VOLTAGE SWITCH
TRANSFORMER
TRAPS & VALVES
UNIT HEATER
UPS
VARIABLE FREQUENCY DRIVE
GEOTHERMAL WATER LOOP
MISC Asset

## AIR HANDLING UNIT
ASSET GROUP: | AIR HANDLING UNIT
ASSET GROUP INDEX | ASSET DESCRIPTION | PROPERTY NAME/ID # | LOCATION/ROOM # | MANUFACTURER | MODEL | SERIAL # | INSTALL DATE (month and year) | MFG. WARRANTY START DATE (month and year) | MFG. WARRANTY EXPIRE DATE (month and year) | FILTER (COUNT & SIZE)
AIR DRYER
AIR HANDLING UNIT
AIR SEPARATOR
AMP
BACKFLOW
BASEBOARD HEAT
BLOWER COIL UNIT
BOILER
CABINET UNIT HEATER
CHILLER
COMBINATION EYE WASH STA
COMPRESSOR
CONDENSER
COOLING TOWER
CRAC UNIT
DAMPER
DEDICATED OUTSIDE AIR
DRENCH HOSE
DRY TOWER
ELEVATOR
ENERGY RECOVERY UNIT
ENGINE
EYE WASH STATION
FAN
FAN COIL UNIT
FAN, EXHAUST
FAN, RETURN
FAN, SUPPLY
FAN WALL
FEEDER
FIRE ALARM PANEL
FIRE ALARM SYSTEM
FLYWHEEL
FREEZER
FURNACE
GENERATOR
GENSET
HEAT EXCHANGER
HEAT RECOVERY UNIT
HUMIDIFIER
HOOD, FUME
HOOD, KITCHEN
HOT WATER HEATER
HYDRONIC
LIFT STATION
MAKEUP AIR UNIT
PUMP
PUMP STATION
PUMP, FIRE
REMOTE POWER SUPPLY
RETURN AIR UNIT
ROOF
ROOFTOP UNIT
SAFETY SHOWER
SECURITY CARD ACCESS
SELF-CONTAINED
SMOKE CONTROL SYSTEM
SPLIT SYSTEM
HIGH VOLTAGE SWITCH
TRANSFORMER
TRAPS & VALVES
UNIT HEATER
UPS
VARIABLE FREQUENCY DRIVE
GEOTHERMAL WATER LOOP
MISC Asset

## AIR SEPARATOR
ASSET GROUP: | AIR SEPARATOR
ASSET GROUP INDEX | ASSET DESCRIPTION | PROPERTY NAME/ID # | LOCATION/ROOM # | MANUFACTURER | MODEL | SERIAL # | INSTALL DATE /SUBSTANTIAL COMPLETION (month and year) | MFG. WARRANTY START DATE (month and year) | MFG. WARRANTY EXPIRE DATE (month and year) | SIZE
AIR DRYER
AIR HANDLING UNIT
AIR SEPARATOR
AMP
BACKFLOW
BASEBOARD HEAT
BLOWER COIL UNIT
BOILER
CABINET UNIT HEATER
CHILLER
COMBINATION EYE WASH STA
COMPRESSOR
CONDENSER
COOLING TOWER
CRAC UNIT
DAMPER
DEDICATED OUTSIDE AIR
DRENCH HOSE
DRY TOWER
ELEVATOR
ENERGY RECOVERY UNIT
ENGINE
EYE WASH STATION
FAN
FAN COIL UNIT
FAN, EXHAUST
FAN, RETURN
FAN, SUPPLY
FAN WALL
FEEDER
FIRE ALARM PANEL
FIRE ALARM SYSTEM
FLYWHEEL
FREEZER
FURNACE
GENERATOR
GENSET
HEAT EXCHANGER
HEAT RECOVERY UNIT
HUMIDIFIER
HOOD, FUME
HOOD, KITCHEN
HOT WATER HEATER
HYDRONIC
LIFT STATION
MAKEUP AIR UNIT
PUMP
PUMP STATION
PUMP, FIRE
REMOTE POWER SUPPLY
RETURN AIR UNIT
ROOF
ROOFTOP UNIT
SAFETY SHOWER
SECURITY CARD ACCESS
SELF-CONTAINED
SMOKE CONTROL SYSTEM
SPLIT SYSTEM
HIGH VOLTAGE SWITCH
TRANSFORMER
TRAPS & VALVES
UNIT HEATER
UPS
VARIABLE FREQUENCY DRIVE
GEOTHERMAL WATER LOOP
MISC Asset

## AMP
ASSET GROUP: | AMP
ASSET GROUP INDEX | ASSET DESCRIPTION | PROPERTY NAME/ID # | LOCATION/ROOM # | MANUFACTURER | MODEL | SERIAL # | INSTALL DATE /SUBSTANTIAL COMPLETION (month and year) | MFG. WARRANTY START DATE (month and year) | BATTERY SIZE | ELECTRICAL PANEL NAME | ELECTRICAL CIRCUIT NUMBER | ELECTRICAL PANEL LOCATION
AIR DRYER
AIR HANDLING UNIT
AIR SEPARATOR
AMP
BACKFLOW
BASEBOARD HEAT
BLOWER COIL UNIT
BOILER
CABINET UNIT HEATER
CHILLER
COMBINATION EYE WASH STA
COMPRESSOR
CONDENSER
COOLING TOWER
CRAC UNIT
DAMPER
DEDICATED OUTSIDE AIR
DRENCH HOSE
DRY TOWER
ELEVATOR
ENERGY RECOVERY UNIT
ENGINE
EYE WASH STATION
FAN
FAN COIL UNIT
FAN, EXHAUST
FAN, RETURN
FAN, SUPPLY
FAN WALL
FEEDER
FIRE ALARM PANEL
FIRE ALARM SYSTEM
FLYWHEEL
FREEZER
FURNACE
GENERATOR
GENSET
HEAT EXCHANGER
HEAT RECOVERY UNIT
HUMIDIFIER
HOOD, FUME
HOOD, KITCHEN
HOT WATER HEATER
HYDRONIC
LIFT STATION
MAKEUP AIR UNIT
PUMP
PUMP STATION
PUMP, FIRE
REMOTE POWER SUPPLY
RETURN AIR UNIT
ROOF
ROOFTOP UNIT
SAFETY SHOWER
SECURITY CARD ACCESS
SELF-CONTAINED
SMOKE CONTROL SYSTEM
SPLIT SYSTEM
HIGH VOLTAGE SWITCH
TRANSFORMER
TRAPS & VALVES
UNIT HEATER
UPS
VARIABLE FREQUENCY DRIVE
GEOTHERMAL WATER LOOP
MISC Asset

## BACKFLOW
ASSET GROUP: | BACKFLOW
ASSET GROUP INDEX | ASSET DESCRIPTION | PROPERTY NAME/ID # | LOCATION/ROOM # | MANUFACTURER | MODEL | SERIAL # | INSTALL DATE (month and year) | MFG. WARRANTY START DATE (month and year) | MFG. WARRANTY EXPIRE DATE (month and year) | PROTECTION TYPE | SERVICE TYPE | BSI NUMBER | SIZE
AIR DRYER
AIR HANDLING UNIT
AIR SEPARATOR
AMP
BACKFLOW
BASEBOARD HEAT
BLOWER COIL UNIT
BOILER
CABINET UNIT HEATER
CHILLER
COMBINATION EYE WASH STA
COMPRESSOR
CONDENSER
COOLING TOWER
CRAC UNIT
DAMPER
DEDICATED OUTSIDE AIR
DRENCH HOSE
DRY TOWER
ELEVATOR
ENERGY RECOVERY UNIT
ENGINE
EYE WASH STATION
FAN
FAN COIL UNIT
FAN, EXHAUST
FAN, RETURN
FAN, SUPPLY
FAN WALL
FEEDER
FIRE ALARM PANEL
FIRE ALARM SYSTEM
FLYWHEEL
FREEZER
FURNACE
GENERATOR
GENSET
HEAT EXCHANGER
HEAT RECOVERY UNIT
HUMIDIFIER
HOOD, FUME
HOOD, KITCHEN
HOT WATER HEATER
HYDRONIC
LIFT STATION
MAKEUP AIR UNIT
PUMP
PUMP STATION
PUMP, FIRE
REMOTE POWER SUPPLY
RETURN AIR UNIT
ROOF
ROOFTOP UNIT
SAFETY SHOWER
SECURITY CARD ACCESS
SELF-CONTAINED
SMOKE CONTROL SYSTEM
SPLIT SYSTEM
HIGH VOLTAGE SWITCH
TRANSFORMER
TRAPS & VALVES
UNIT HEATER
UPS
VARIABLE FREQUENCY DRIVE
GEOTHERMAL WATER LOOP
MISC Asset

## BASEBOARD HEAT
ASSET GROUP: | BASEBOARD HEAT
ASSET GROUP INDEX | ASSET DESCRIPTION | PROPERTY NAME/ID # | LOCATION/ROOM # | MANUFACTURER | MODEL | SERIAL # | INSTALL DATE (month and year) | MFG. WARRANTY START DATE (month and year) | MFG. WARRANTY EXPIRE DATE (month and year) | STEAM OR HYDRONIC | LOCATION OF ISLOLATION VALVE | STEAM: CONDENSTATE GRAVITY OR CONDENSATION PUMP
AIR DRYER
AIR HANDLING UNIT
AIR SEPARATOR
AMP
BACKFLOW
BASEBOARD HEAT
BLOWER COIL UNIT
BOILER
CABINET UNIT HEATER
CHILLER
COMBINATION EYE WASH STA
COMPRESSOR
CONDENSER
COOLING TOWER
CRAC UNIT
DAMPER
DEDICATED OUTSIDE AIR
DRENCH HOSE
DRY TOWER
ELEVATOR
ENERGY RECOVERY UNIT
ENGINE
EYE WASH STATION
FAN
FAN COIL UNIT
FAN, EXHAUST
FAN, RETURN
FAN, SUPPLY
FAN WALL
FEEDER
FIRE ALARM PANEL
FIRE ALARM SYSTEM
FLYWHEEL
FREEZER
FURNACE
GENERATOR
GENSET
HEAT EXCHANGER
HEAT RECOVERY UNIT
HUMIDIFIER
HOOD, FUME
HOOD, KITCHEN
HOT WATER HEATER
HYDRONIC
LIFT STATION
MAKEUP AIR UNIT
PUMP
PUMP STATION
PUMP, FIRE
REMOTE POWER SUPPLY
RETURN AIR UNIT
ROOF
ROOFTOP UNIT
SAFETY SHOWER
SECURITY CARD ACCESS
SELF-CONTAINED
SMOKE CONTROL SYSTEM
SPLIT SYSTEM
HIGH VOLTAGE SWITCH
TRANSFORMER
TRAPS & VALVES
UNIT HEATER
UPS
VARIABLE FREQUENCY DRIVE
GEOTHERMAL WATER LOOP
MISC Asset

## BLOWER COIL UNIT
ASSET GROUP: | BLOWER COIL UNIT
ASSET GROUP INDEX | ASSET DESCRIPTION | PROPERTY NAME/ID # | LOCATION/ROOM # | MANUFACTURER | MODEL | SERIAL # | INSTALL DATE (month and year) | MFG. WARRANTY START DATE (month and year) | MFG. WARRANTY EXPIRE DATE (month and year) | FILTER (COUNT &S SIZE) | BELT (COUNT &SIZE) | MOTOR MAKE | MOTOR MODEL | MOTOR SERIAL #
AIR DRYER
AIR HANDLING UNIT
AIR SEPARATOR
AMP
BACKFLOW
BASEBOARD HEAT
BLOWER COIL UNIT
BOILER
CABINET UNIT HEATER
CHILLER
COMBINATION EYE WASH STA
COMPRESSOR
CONDENSER
COOLING TOWER
CRAC UNIT
DAMPER
DEDICATED OUTSIDE AIR
DRENCH HOSE
DRY TOWER
ELEVATOR
ENERGY RECOVERY UNIT
ENGINE
EYE WASH STATION
FAN
FAN COIL UNIT
FAN, EXHAUST
FAN, RETURN
FAN, SUPPLY
FAN WALL
FEEDER
FIRE ALARM PANEL
FIRE ALARM SYSTEM
FLYWHEEL
FREEZER
FURNACE
GENERATOR
GENSET
HEAT EXCHANGER
HEAT RECOVERY UNIT
HUMIDIFIER
HOOD, FUME
HOOD, KITCHEN
HOT WATER HEATER
HYDRONIC
LIFT STATION
MAKEUP AIR UNIT
PUMP
PUMP STATION
PUMP, FIRE
REMOTE POWER SUPPLY
RETURN AIR UNIT
ROOF
ROOFTOP UNIT
SAFETY SHOWER
SECURITY CARD ACCESS
SELF-CONTAINED
SMOKE CONTROL SYSTEM
SPLIT SYSTEM
HIGH VOLTAGE SWITCH
TRANSFORMER
TRAPS & VALVES
UNIT HEATER
UPS
VARIABLE FREQUENCY DRIVE
GEOTHERMAL WATER LOOP
MISC Asset

## BOILER
ASSET GROUP: | BOILER
ASSET GROUP INDEX | ASSET DESCRIPTION | PROPERTY NAME/ID # | LOCATION/ROOM # | MANUFACTURER | MODEL | SERIAL # | INSTALL DATE (month and year) | MFG. WARRANTY START DATE (month and year) | MFG. WARRANTY EXPIRE DATE (month and year) | BOILER TYPE (FIRE TUBE, WATER TUBE) | BOILER PRODUCTION (HOT WATER, STEAM) | NATIONAL BOARD NUMBER | MAX PRESSURE (IN PSI) | OPERATING PRESSURE (IN PSI) | OUTPUT (OUTPUT CAPACITY (HP OR LBS/HR) | INPUT (INPUT MBTU'S/HR) | BURNER | JURISDICTION NUMBER
AIR DRYER
AIR HANDLING UNIT
AIR SEPARATOR
AMP
BACKFLOW
BASEBOARD HEAT
BLOWER COIL UNIT
BOILER
CABINET UNIT HEATER
CHILLER
COMBINATION EYE WASH STA
COMPRESSOR
CONDENSER
COOLING TOWER
CRAC UNIT
DAMPER
DEDICATED OUTSIDE AIR
DRENCH HOSE
DRY TOWER
ELEVATOR
ENERGY RECOVERY UNIT
ENGINE
EYE WASH STATION
FAN
FAN COIL UNIT
FAN, EXHAUST
FAN, RETURN
FAN, SUPPLY
FAN WALL
FEEDER
FIRE ALARM PANEL
FIRE ALARM SYSTEM
FLYWHEEL
FREEZER
FURNACE
GENERATOR
GENSET
HEAT EXCHANGER
HEAT RECOVERY UNIT
HUMIDIFIER
HOOD, FUME
HOOD, KITCHEN
HOT WATER HEATER
HYDRONIC
LIFT STATION
MAKEUP AIR UNIT
PUMP
PUMP STATION
PUMP, FIRE
REMOTE POWER SUPPLY
RETURN AIR UNIT
ROOF
ROOFTOP UNIT
SAFETY SHOWER
SECURITY CARD ACCESS
SELF-CONTAINED
SMOKE CONTROL SYSTEM
SPLIT SYSTEM
HIGH VOLTAGE SWITCH
TRANSFORMER
TRAPS & VALVES
UNIT HEATER
UPS
VARIABLE FREQUENCY DRIVE
GEOTHERMAL WATER LOOP
MISC Asset

## CABINET UNIT HEATER
ASSET GROUP: | CABINET UNIT HEATER
ASSET GROUP INDEX | ASSET DESCRIPTION | PROPERTY NAME/ID # | LOCATION/ROOM # | MANUFACTURER | MODEL | SERIAL # | INSTALL DATE (month and year) | MFG. WARRANTY START DATE (month and year) | MFG. WARRANTY EXPIRE DATE (month and year) | FILTER (COUNT & SIZE) | BELT (COUNT & SIZE)
AIR DRYER
AIR HANDLING UNIT
AIR SEPARATOR
AMP
BACKFLOW
BASEBOARD HEAT
BLOWER COIL UNIT
BOILER
CABINET UNIT HEATER
CHILLER
COMBINATION EYE WASH STA
COMPRESSOR
CONDENSER
COOLING TOWER
CRAC UNIT
DAMPER
DEDICATED OUTSIDE AIR
DRENCH HOSE
DRY TOWER
ELEVATOR
ENERGY RECOVERY UNIT
ENGINE
EYE WASH STATION
FAN
FAN COIL UNIT
FAN, EXHAUST
FAN, RETURN
FAN, SUPPLY
FAN WALL
FEEDER
FIRE ALARM PANEL
FIRE ALARM SYSTEM
FLYWHEEL
FREEZER
FURNACE
GENERATOR
GENSET
HEAT EXCHANGER
HEAT RECOVERY UNIT
HUMIDIFIER
HOOD, FUME
HOOD, KITCHEN
HOT WATER HEATER
HYDRONIC
LIFT STATION
MAKEUP AIR UNIT
PUMP
PUMP STATION
PUMP, FIRE
REMOTE POWER SUPPLY
RETURN AIR UNIT
ROOF
ROOFTOP UNIT
SAFETY SHOWER
SECURITY CARD ACCESS
SELF-CONTAINED
SMOKE CONTROL SYSTEM
SPLIT SYSTEM
HIGH VOLTAGE SWITCH
TRANSFORMER
TRAPS & VALVES
UNIT HEATER
UPS
VARIABLE FREQUENCY DRIVE
GEOTHERMAL WATER LOOP
MISC Asset

## CHILLER
ASSET GROUP: | CHILLER
ASSET GROUP INDEX | ASSET DESCRIPTION | PROPERTY NAME/ID # | LOCATION/ROOM # | MANUFACTURER | MODEL | SERIAL # | INSTALL DATE (month and year) | MFG. WARRANTY START DATE (month and year) | MFG. WARRANTY EXPIRE DATE (month and year) | CHILLER TYPE (CENTRIFUGAL, RECIPROCATING, SCREW, SCROLL) | COOLING METHOD (AIR COOLED, WATER COOLED) | REFRIGERANT TYPE: (R-134A, R-410A, R-22, R-407C) | REFRIGERANT WEIGHT | NUMBER OF COMPRESSORS | NUMBER OF REFRIGERANT CIRCUITS | REFRIGERANT WEIGHT PER CIRCUIT | CAPACITY IN TONS | VOLTAGE
AIR DRYER
AIR HANDLING UNIT
AIR SEPARATOR
AMP
BACKFLOW
BASEBOARD HEAT
BLOWER COIL UNIT
BOILER
CABINET UNIT HEATER
CHILLER
COMBINATION EYE WASH STA
COMPRESSOR
CONDENSER
COOLING TOWER
CRAC UNIT
DAMPER
DEDICATED OUTSIDE AIR
DRENCH HOSE
DRY TOWER
ELEVATOR
ENERGY RECOVERY UNIT
ENGINE
EYE WASH STATION
FAN
FAN COIL UNIT
FAN, EXHAUST
FAN, RETURN
FAN, SUPPLY
FAN WALL
FEEDER
FIRE ALARM PANEL
FIRE ALARM SYSTEM
FLYWHEEL
FREEZER
FURNACE
GENERATOR
GENSET
HEAT EXCHANGER
HEAT RECOVERY UNIT
HUMIDIFIER
HOOD, FUME
HOOD, KITCHEN
HOT WATER HEATER
HYDRONIC
LIFT STATION
MAKEUP AIR UNIT
PUMP
PUMP STATION
PUMP, FIRE
REMOTE POWER SUPPLY
RETURN AIR UNIT
ROOF
ROOFTOP UNIT
SAFETY SHOWER
SECURITY CARD ACCESS
SELF-CONTAINED
SMOKE CONTROL SYSTEM
SPLIT SYSTEM
HIGH VOLTAGE SWITCH
TRANSFORMER
TRAPS & VALVES
UNIT HEATER
UPS
VARIABLE FREQUENCY DRIVE
GEOTHERMAL WATER LOOP
MISC Asset

## COMBINATION EYE WASH STA
ASSET GROUP: | COMBINATION EYE WASH STATION
ASSET GROUP INDEX | ASSET DESCRIPTION | PROPERTY NAME/ID # | LOCATION/ROOM # | MANUFACTURER | MODEL | SERIAL # | INSTALL DATE (month and year) | MFG. WARRANTY START DATE (month and year) | MFG. WARRANTY EXPIRE DATE (month and year)
AIR DRYER
AIR HANDLING UNIT
AIR SEPARATOR
AMP
BACKFLOW
BASEBOARD HEAT
BLOWER COIL UNIT
BOILER
CABINET UNIT HEATER
CHILLER
COMBINATION EYE WASH STA
COMPRESSOR
CONDENSER
COOLING TOWER
CRAC UNIT
DAMPER
DEDICATED OUTSIDE AIR
DRENCH HOSE
DRY TOWER
ELEVATOR
ENERGY RECOVERY UNIT
ENGINE
EYE WASH STATION
FAN
FAN COIL UNIT
FAN, EXHAUST
FAN, RETURN
FAN, SUPPLY
FAN WALL
FEEDER
FIRE ALARM PANEL
FIRE ALARM SYSTEM
FLYWHEEL
FREEZER
FURNACE
GENERATOR
GENSET
HEAT EXCHANGER
HEAT RECOVERY UNIT
HUMIDIFIER
HOOD, FUME
HOOD, KITCHEN
HOT WATER HEATER
HYDRONIC
LIFT STATION
MAKEUP AIR UNIT
PUMP
PUMP STATION
PUMP, FIRE
REMOTE POWER SUPPLY
RETURN AIR UNIT
ROOF
ROOFTOP UNIT
SAFETY SHOWER
SECURITY CARD ACCESS
SELF-CONTAINED
SMOKE CONTROL SYSTEM
SPLIT SYSTEM
HIGH VOLTAGE SWITCH
TRANSFORMER
TRAPS & VALVES
UNIT HEATER
UPS
VARIABLE FREQUENCY DRIVE
GEOTHERMAL WATER LOOP
MISC Asset

## COMPRESSOR
ASSET GROUP: | COMPRESSOR
ASSET GROUP INDEX | ASSET DESCRIPTION | PROPERTY NAME/ID # | LOCATION/ROOM # | MANUFACTURER | MODEL | SERIAL # | INSTALL DATE (month and year) | MFG. WARRANTY START DATE (month and year) | MFG. WARRANTY EXPIRE DATE (month and year) | WHAT IT SERVES/BUILDING OR LAB AIR | COMPRESSOR TYPE | BELT OR DIRECT DRIVE | BELT (COUNT & SIZE), IF APPLICABLE | CONTROLLER MODEL | CONTROLLER SERIAL # | MOTOR MODEL | MOTOR SERIAL # | MOTOR RPM | MOTOR VOLTAGE | MOTOR AMP | MOTOR PHASE | MOTOR HP | MOTOR FRAME | PUMP MODEL | PUMP SERIAL # | PUMP SIZE | FILTER (COUNT & SIZE)
AIR DRYER
AIR HANDLING UNIT
AIR SEPARATOR
AMP
BACKFLOW
BASEBOARD HEAT
BLOWER COIL UNIT
BOILER
CABINET UNIT HEATER
CHILLER
COMBINATION EYE WASH STA
COMPRESSOR
CONDENSER
COOLING TOWER
CRAC UNIT
DAMPER
DEDICATED OUTSIDE AIR
DRENCH HOSE
DRY TOWER
ELEVATOR
ENERGY RECOVERY UNIT
ENGINE
EYE WASH STATION
FAN
FAN COIL UNIT
FAN, EXHAUST
FAN, RETURN
FAN, SUPPLY
FAN WALL
FEEDER
FIRE ALARM PANEL
FIRE ALARM SYSTEM
FLYWHEEL
FREEZER
FURNACE
GENERATOR
GENSET
HEAT EXCHANGER
HEAT RECOVERY UNIT
HUMIDIFIER
HOOD, FUME
HOOD, KITCHEN
HOT WATER HEATER
HYDRONIC
LIFT STATION
MAKEUP AIR UNIT
PUMP
PUMP STATION
PUMP, FIRE
REMOTE POWER SUPPLY
RETURN AIR UNIT
ROOF
ROOFTOP UNIT
SAFETY SHOWER
SECURITY CARD ACCESS
SELF-CONTAINED
SMOKE CONTROL SYSTEM
SPLIT SYSTEM
HIGH VOLTAGE SWITCH
TRANSFORMER
TRAPS & VALVES
UNIT HEATER
UPS
VARIABLE FREQUENCY DRIVE
GEOTHERMAL WATER LOOP
MISC Asset

## CONDENSER
ASSET GROUP: | CONDENSER
ASSET GROUP INDEX | ASSET DESCRIPTION | PROPERTY NAME/ID # | LOCATION/ROOM # | MANUFACTURER | MODEL | SERIAL # | INSTALL DATE (month and year) | MFG. WARRANTY START DATE (month and year) | MFG. WARRANTY EXPIRE DATE (month and year) | LOCATION OF THERMOSTAT | REFRIGERANT TYPE
AIR DRYER
AIR HANDLING UNIT
AIR SEPARATOR
AMP
BACKFLOW
BASEBOARD HEAT
BLOWER COIL UNIT
BOILER
CABINET UNIT HEATER
CHILLER
COMBINATION EYE WASH STA
COMPRESSOR
CONDENSER
COOLING TOWER
CRAC UNIT
DAMPER
DEDICATED OUTSIDE AIR
DRENCH HOSE
DRY TOWER
ELEVATOR
ENERGY RECOVERY UNIT
ENGINE
EYE WASH STATION
FAN
FAN COIL UNIT
FAN, EXHAUST
FAN, RETURN
FAN, SUPPLY
FAN WALL
FEEDER
FIRE ALARM PANEL
FIRE ALARM SYSTEM
FLYWHEEL
FREEZER
FURNACE
GENERATOR
GENSET
HEAT EXCHANGER
HEAT RECOVERY UNIT
HUMIDIFIER
HOOD, FUME
HOOD, KITCHEN
HOT WATER HEATER
HYDRONIC
LIFT STATION
MAKEUP AIR UNIT
PUMP
PUMP STATION
PUMP, FIRE
REMOTE POWER SUPPLY
RETURN AIR UNIT
ROOF
ROOFTOP UNIT
SAFETY SHOWER
SECURITY CARD ACCESS
SELF-CONTAINED
SMOKE CONTROL SYSTEM
SPLIT SYSTEM
HIGH VOLTAGE SWITCH
TRANSFORMER
TRAPS & VALVES
UNIT HEATER
UPS
VARIABLE FREQUENCY DRIVE
GEOTHERMAL WATER LOOP
MISC Asset

## COOLING TOWER
ASSET GROUP: | COOLING TOWER
ASSET GROUP INDEX | ASSET DESCRIPTION | PROPERTY NAME/ID # | LOCATION/ROOM # | MANUFACTURER | MODEL | SERIAL # | INSTALL DATE (month and year) | MFG. WARRANTY START DATE (month and year) | MFG. WARRANTY EXPIRE DATE (month and year) | TYPE OF COOLING (PROCESS OR BLDG) | BELT OR DIRECT DRIVE | BELT (COUNT & SIZE), IF APPLICABLE | WATER TREATMENT: INHIBITORS & BIOCIDES | % OF GLYCOL MIX | CLOSED LOOP OR OPEN SYSTEM | AIR INTAKE MEDIA SIZE (AIR DIVERTER)
AIR DRYER
AIR HANDLING UNIT
AIR SEPARATOR
AMP
BACKFLOW
BASEBOARD HEAT
BLOWER COIL UNIT
BOILER
CABINET UNIT HEATER
CHILLER
COMBINATION EYE WASH STA
COMPRESSOR
CONDENSER
COOLING TOWER
CRAC UNIT
DAMPER
DEDICATED OUTSIDE AIR
DRENCH HOSE
DRY TOWER
ELEVATOR
ENERGY RECOVERY UNIT
ENGINE
EYE WASH STATION
FAN
FAN COIL UNIT
FAN, EXHAUST
FAN, RETURN
FAN, SUPPLY
FAN WALL
FEEDER
FIRE ALARM PANEL
FIRE ALARM SYSTEM
FLYWHEEL
FREEZER
FURNACE
GENERATOR
GENSET
HEAT EXCHANGER
HEAT RECOVERY UNIT
HUMIDIFIER
HOOD, FUME
HOOD, KITCHEN
HOT WATER HEATER
HYDRONIC
LIFT STATION
MAKEUP AIR UNIT
PUMP
PUMP STATION
PUMP, FIRE
REMOTE POWER SUPPLY
RETURN AIR UNIT
ROOF
ROOFTOP UNIT
SAFETY SHOWER
SECURITY CARD ACCESS
SELF-CONTAINED
SMOKE CONTROL SYSTEM
SPLIT SYSTEM
HIGH VOLTAGE SWITCH
TRANSFORMER
TRAPS & VALVES
UNIT HEATER
UPS
VARIABLE FREQUENCY DRIVE
GEOTHERMAL WATER LOOP
MISC Asset

## CRAC UNIT
ASSET GROUP: | CRAC UNIT
ASSET GROUP INDEX | ASSET DESCRIPTION | PROPERTY NAME/ID # | LOCATION/ROOM # | MANUFACTURER | MODEL | SERIAL # | INSTALL DATE (month and year) | MFG. WARRANTY START DATE (month and year) | MFG. WARRANTY EXPIRE DATE (month and year) | FILTER (COUNT & SIZE) | BELT (COUNT & SIZE)
AIR DRYER
AIR HANDLING UNIT
AIR SEPARATOR
AMP
BACKFLOW
BASEBOARD HEAT
BLOWER COIL UNIT
BOILER
CABINET UNIT HEATER
CHILLER
COMBINATION EYE WASH STA
COMPRESSOR
CONDENSER
COOLING TOWER
CRAC UNIT
DAMPER
DEDICATED OUTSIDE AIR
DRENCH HOSE
DRY TOWER
ELEVATOR
ENERGY RECOVERY UNIT
ENGINE
EYE WASH STATION
FAN
FAN COIL UNIT
FAN, EXHAUST
FAN, RETURN
FAN, SUPPLY
FAN WALL
FEEDER
FIRE ALARM PANEL
FIRE ALARM SYSTEM
FLYWHEEL
FREEZER
FURNACE
GENERATOR
GENSET
HEAT EXCHANGER
HEAT RECOVERY UNIT
HUMIDIFIER
HOOD, FUME
HOOD, KITCHEN
HOT WATER HEATER
HYDRONIC
LIFT STATION
MAKEUP AIR UNIT
PUMP
PUMP STATION
PUMP, FIRE
REMOTE POWER SUPPLY
RETURN AIR UNIT
ROOF
ROOFTOP UNIT
SAFETY SHOWER
SECURITY CARD ACCESS
SELF-CONTAINED
SMOKE CONTROL SYSTEM
SPLIT SYSTEM
HIGH VOLTAGE SWITCH
TRANSFORMER
TRAPS & VALVES
UNIT HEATER
UPS
VARIABLE FREQUENCY DRIVE
GEOTHERMAL WATER LOOP
MISC Asset

## DAMPER
ASSET GROUP: | DAMPER
ASSET GROUP INDEX | ASSET DESCRIPTION | PROPERTY NAME/ID # | LOCATION/ROOM # | MANUFACTURER | MODEL | SERIAL # | INSTALL DATE (month and year) | MFG. WARRANTY START DATE (month and year) | MFG. WARRANTY EXPIRE DATE (month and year)
AIR DRYER
AIR HANDLING UNIT
AIR SEPARATOR
AMP
BACKFLOW
BASEBOARD HEAT
BLOWER COIL UNIT
BOILER
CABINET UNIT HEATER
CHILLER
COMBINATION EYE WASH STA
COMPRESSOR
CONDENSER
COOLING TOWER
CRAC UNIT
DAMPER
DEDICATED OUTSIDE AIR
DRENCH HOSE
DRY TOWER
ELEVATOR
ENERGY RECOVERY UNIT
ENGINE
EYE WASH STATION
FAN
FAN COIL UNIT
FAN, EXHAUST
FAN, RETURN
FAN, SUPPLY
FAN WALL
FEEDER
FIRE ALARM PANEL
FIRE ALARM SYSTEM
FLYWHEEL
FREEZER
FURNACE
GENERATOR
GENSET
HEAT EXCHANGER
HEAT RECOVERY UNIT
HUMIDIFIER
HOOD, FUME
HOOD, KITCHEN
HOT WATER HEATER
HYDRONIC
LIFT STATION
MAKEUP AIR UNIT
PUMP
PUMP STATION
PUMP, FIRE
REMOTE POWER SUPPLY
RETURN AIR UNIT
ROOF
ROOFTOP UNIT
SAFETY SHOWER
SECURITY CARD ACCESS
SELF-CONTAINED
SMOKE CONTROL SYSTEM
SPLIT SYSTEM
HIGH VOLTAGE SWITCH
TRANSFORMER
TRAPS & VALVES
UNIT HEATER
UPS
VARIABLE FREQUENCY DRIVE
GEOTHERMAL WATER LOOP
MISC Asset

## DEDICATED OUTSIDE AIR
ASSET GROUP: | DEDICATED OUTSIDE AIR
ASSET GROUP INDEX | ASSET DESCRIPTION | PROPERTY NAME/ID # | LOCATION/ROOM # | MANUFACTURER | MODEL | SERIAL # | INSTALL DATE (month and year) | MFG. WARRANTY START DATE (month and year) | MFG. WARRANTY EXPIRE DATE (month and year) | FILTER (COUNT & SIZE) | BELT OR DIRECT DRIVE | BELT (COUNT & SIZE), IF APPLICABLE | LOCATION OF CONTROLS
AIR DRYER
AIR HANDLING UNIT
AIR SEPARATOR
AMP
BACKFLOW
BASEBOARD HEAT
BLOWER COIL UNIT
BOILER
CABINET UNIT HEATER
CHILLER
COMBINATION EYE WASH STA
COMPRESSOR
CONDENSER
COOLING TOWER
CRAC UNIT
DAMPER
DEDICATED OUTSIDE AIR
DRENCH HOSE
DRY TOWER
ELEVATOR
ENERGY RECOVERY UNIT
ENGINE
EYE WASH STATION
FAN
FAN COIL UNIT
FAN, EXHAUST
FAN, RETURN
FAN, SUPPLY
FAN WALL
FEEDER
FIRE ALARM PANEL
FIRE ALARM SYSTEM
FLYWHEEL
FREEZER
FURNACE
GENERATOR
GENSET
HEAT EXCHANGER
HEAT RECOVERY UNIT
HUMIDIFIER
HOOD, FUME
HOOD, KITCHEN
HOT WATER HEATER
HYDRONIC
LIFT STATION
MAKEUP AIR UNIT
PUMP
PUMP STATION
PUMP, FIRE
REMOTE POWER SUPPLY
RETURN AIR UNIT
ROOF
ROOFTOP UNIT
SAFETY SHOWER
SECURITY CARD ACCESS
SELF-CONTAINED
SMOKE CONTROL SYSTEM
SPLIT SYSTEM
HIGH VOLTAGE SWITCH
TRANSFORMER
TRAPS & VALVES
UNIT HEATER
UPS
VARIABLE FREQUENCY DRIVE
GEOTHERMAL WATER LOOP
MISC Asset

## DRENCH HOSE
ASSET GROUP: | DRENCH HOSE
ASSET GROUP INDEX | ASSET DESCRIPTION | PROPERTY NAME/ID # | LOCATION/ROOM # | MANUFACTURER | MODEL | SERIAL # | INSTALL DATE (month and year) | MFG. WARRANTY START DATE (month and year) | MFG. WARRANTY EXPIRE DATE (month and year)
AIR DRYER
AIR HANDLING UNIT
AIR SEPARATOR
AMP
BACKFLOW
BASEBOARD HEAT
BLOWER COIL UNIT
BOILER
CABINET UNIT HEATER
CHILLER
COMBINATION EYE WASH STA
COMPRESSOR
CONDENSER
COOLING TOWER
CRAC UNIT
DAMPER
DEDICATED OUTSIDE AIR
DRENCH HOSE
DRY TOWER
ELEVATOR
ENERGY RECOVERY UNIT
ENGINE
EYE WASH STATION
FAN
FAN COIL UNIT
FAN, EXHAUST
FAN, RETURN
FAN, SUPPLY
FAN WALL
FEEDER
FIRE ALARM PANEL
FIRE ALARM SYSTEM
FLYWHEEL
FREEZER
FURNACE
GENERATOR
GENSET
HEAT EXCHANGER
HEAT RECOVERY UNIT
HUMIDIFIER
HOOD, FUME
HOOD, KITCHEN
HOT WATER HEATER
HYDRONIC
LIFT STATION
MAKEUP AIR UNIT
PUMP
PUMP STATION
PUMP, FIRE
REMOTE POWER SUPPLY
RETURN AIR UNIT
ROOF
ROOFTOP UNIT
SAFETY SHOWER
SECURITY CARD ACCESS
SELF-CONTAINED
SMOKE CONTROL SYSTEM
SPLIT SYSTEM
HIGH VOLTAGE SWITCH
TRANSFORMER
TRAPS & VALVES
UNIT HEATER
UPS
VARIABLE FREQUENCY DRIVE
GEOTHERMAL WATER LOOP
MISC Asset

## DRY TOWER
ASSET GROUP: | DRY TOWER
ASSET GROUP INDEX | ASSET DESCRIPTION | PROPERTY NAME/ID # | LOCATION/ROOM # | MANUFACTURER | MODEL | SERIAL # | INSTALL DATE (month and year) | MFG. WARRANTY START DATE (month and year) | MFG. WARRANTY EXPIRE DATE (month and year) | BELT (COUNT & SIZE)
AIR DRYER
AIR HANDLING UNIT
AIR SEPARATOR
AMP
BACKFLOW
BASEBOARD HEAT
BLOWER COIL UNIT
BOILER
CABINET UNIT HEATER
CHILLER
COMBINATION EYE WASH STA
COMPRESSOR
CONDENSER
COOLING TOWER
CRAC UNIT
DAMPER
DEDICATED OUTSIDE AIR
DRENCH HOSE
DRY TOWER
ELEVATOR
ENERGY RECOVERY UNIT
ENGINE
EYE WASH STATION
FAN
FAN COIL UNIT
FAN, EXHAUST
FAN, RETURN
FAN, SUPPLY
FAN WALL
FEEDER
FIRE ALARM PANEL
FIRE ALARM SYSTEM
FLYWHEEL
FREEZER
FURNACE
GENERATOR
GENSET
HEAT EXCHANGER
HEAT RECOVERY UNIT
HUMIDIFIER
HOOD, FUME
HOOD, KITCHEN
HOT WATER HEATER
HYDRONIC
LIFT STATION
MAKEUP AIR UNIT
PUMP
PUMP STATION
PUMP, FIRE
REMOTE POWER SUPPLY
RETURN AIR UNIT
ROOF
ROOFTOP UNIT
SAFETY SHOWER
SECURITY CARD ACCESS
SELF-CONTAINED
SMOKE CONTROL SYSTEM
SPLIT SYSTEM
HIGH VOLTAGE SWITCH
TRANSFORMER
TRAPS & VALVES
UNIT HEATER
UPS
VARIABLE FREQUENCY DRIVE
GEOTHERMAL WATER LOOP
MISC Asset

## ELEVATOR
ASSET GROUP: | ELEVATOR
ASSET GROUP INDEX | ASSET DESCRIPTION | PROPERTY NAME/ID # | LOCATION/ROOM # | MANUFACTURER | MODEL | SERIAL # | INSTALL DATE (month and year) | MFG. WARRANTY START DATE (month and year) | MFG. WARRANTY EXPIRE DATE (month and year) | SPEED | DRIVE TYPE: (HYDRAULIC, TRACTION, GEARED, GEARLESS) | NUMBER OF LANDINGS | RATED LOAD | ACCEPTANCE TEST DATE | ANNUAL TEST DATE | CERT OF OPS ISSUE DATE | CERT OF OPS EXPIRATION DATE | TEMP CERT OF OPS | INSPECTION WITNESS | CONTROLLER YEAR | CONTROLLER TYPE | PHASE I | PHASE II | CODE YEAR DATA PLATE | FEOK1KEY | TKE US NUMBER | CALLER ID | CAR PHONE NUMBER | TYPE | MANUFACTURED YEAR
AIR DRYER
AIR HANDLING UNIT
AIR SEPARATOR
AMP
BACKFLOW
BASEBOARD HEAT
BLOWER COIL UNIT
BOILER
CABINET UNIT HEATER
CHILLER
COMBINATION EYE WASH STA
COMPRESSOR
CONDENSER
COOLING TOWER
CRAC UNIT
DAMPER
DEDICATED OUTSIDE AIR
DRENCH HOSE
DRY TOWER
ELEVATOR
ENERGY RECOVERY UNIT
ENGINE
EYE WASH STATION
FAN
FAN COIL UNIT
FAN, EXHAUST
FAN, RETURN
FAN, SUPPLY
FAN WALL
FEEDER
FIRE ALARM PANEL
FIRE ALARM SYSTEM
FLYWHEEL
FREEZER
FURNACE
GENERATOR
GENSET
HEAT EXCHANGER
HEAT RECOVERY UNIT
HUMIDIFIER
HOOD, FUME
HOOD, KITCHEN
HOT WATER HEATER
HYDRONIC
LIFT STATION
MAKEUP AIR UNIT
PUMP
PUMP STATION
PUMP, FIRE
REMOTE POWER SUPPLY
RETURN AIR UNIT
ROOF
ROOFTOP UNIT
SAFETY SHOWER
SECURITY CARD ACCESS
SELF-CONTAINED
SMOKE CONTROL SYSTEM
SPLIT SYSTEM
HIGH VOLTAGE SWITCH
TRANSFORMER
TRAPS & VALVES
UNIT HEATER
UPS
VARIABLE FREQUENCY DRIVE
GEOTHERMAL WATER LOOP
MISC Asset

## ENERGY RECOVERY UNIT
ASSET GROUP: | ENERGY RECOVERY UNIT
ASSET GROUP INDEX | ASSET DESCRIPTION | PROPERTY NAME/ID # | LOCATION/ROOM # | MANUFACTURER | MODEL | SERIAL # | INSTALL DATE (month and year) | MFG. WARRANTY START DATE (month and year) | MFG. WARRANTY EXPIRE DATE (month and year) | FILTER (COUNT & SIZE) | BELT OR DIRECT DRIVE | BELT (COUNT & SIZE), IF APPLICABLE | LOCATION OF CONTROLS
AIR DRYER
AIR HANDLING UNIT
AIR SEPARATOR
AMP
BACKFLOW
BASEBOARD HEAT
BLOWER COIL UNIT
BOILER
CABINET UNIT HEATER
CHILLER
COMBINATION EYE WASH STA
COMPRESSOR
CONDENSER
COOLING TOWER
CRAC UNIT
DAMPER
DEDICATED OUTSIDE AIR
DRENCH HOSE
DRY TOWER
ELEVATOR
ENERGY RECOVERY UNIT
ENGINE
EYE WASH STATION
FAN
FAN COIL UNIT
FAN, EXHAUST
FAN, RETURN
FAN, SUPPLY
FAN WALL
FEEDER
FIRE ALARM PANEL
FIRE ALARM SYSTEM
FLYWHEEL
FREEZER
FURNACE
GENERATOR
GENSET
HEAT EXCHANGER
HEAT RECOVERY UNIT
HUMIDIFIER
HOOD, FUME
HOOD, KITCHEN
HOT WATER HEATER
HYDRONIC
LIFT STATION
MAKEUP AIR UNIT
PUMP
PUMP STATION
PUMP, FIRE
REMOTE POWER SUPPLY
RETURN AIR UNIT
ROOF
ROOFTOP UNIT
SAFETY SHOWER
SECURITY CARD ACCESS
SELF-CONTAINED
SMOKE CONTROL SYSTEM
SPLIT SYSTEM
HIGH VOLTAGE SWITCH
TRANSFORMER
TRAPS & VALVES
UNIT HEATER
UPS
VARIABLE FREQUENCY DRIVE
GEOTHERMAL WATER LOOP
MISC Asset

## ENGINE
ASSET GROUP: | ENGINE
ASSET GROUP INDEX | ASSET DESCRIPTION | PROPERTY NAME/ID # | LOCATION/ROOM # | MANUFACTURER | MODEL | SERIAL # | INSTALL DATE (month and year) | MFG. WARRANTY START DATE (month and year) | MFG. WARRANTY EXPIRE DATE (month and year) | NUMBER OF CYLINDERS | ENGINE DISPLACEMENT (L) | ENGINE MFG DATE
AIR DRYER
AIR HANDLING UNIT
AIR SEPARATOR
AMP
BACKFLOW
BASEBOARD HEAT
BLOWER COIL UNIT
BOILER
CABINET UNIT HEATER
CHILLER
COMBINATION EYE WASH STA
COMPRESSOR
CONDENSER
COOLING TOWER
CRAC UNIT
DAMPER
DEDICATED OUTSIDE AIR
DRENCH HOSE
DRY TOWER
ELEVATOR
ENERGY RECOVERY UNIT
ENGINE
EYE WASH STATION
FAN
FAN COIL UNIT
FAN, EXHAUST
FAN, RETURN
FAN, SUPPLY
FAN WALL
FEEDER
FIRE ALARM PANEL
FIRE ALARM SYSTEM
FLYWHEEL
FREEZER
FURNACE
GENERATOR
GENSET
HEAT EXCHANGER
HEAT RECOVERY UNIT
HUMIDIFIER
HOOD, FUME
HOOD, KITCHEN
HOT WATER HEATER
HYDRONIC
LIFT STATION
MAKEUP AIR UNIT
PUMP
PUMP STATION
PUMP, FIRE
REMOTE POWER SUPPLY
RETURN AIR UNIT
ROOF
ROOFTOP UNIT
SAFETY SHOWER
SECURITY CARD ACCESS
SELF-CONTAINED
SMOKE CONTROL SYSTEM
SPLIT SYSTEM
HIGH VOLTAGE SWITCH
TRANSFORMER
TRAPS & VALVES
UNIT HEATER
UPS
VARIABLE FREQUENCY DRIVE
GEOTHERMAL WATER LOOP
MISC Asset

## EYE WASH STATION
ASSET GROUP: | EYE WASH STATION
ASSET GROUP INDEX | ASSET DESCRIPTION | PROPERTY NAME/ID # | LOCATION/ROOM # | MANUFACTURER | MODEL | SERIAL # | INSTALL DATE (month and year) | MFG. WARRANTY START DATE (month and year) | MFG. WARRANTY EXPIRE DATE (month and year)
AIR DRYER
AIR HANDLING UNIT
AIR SEPARATOR
AMP
BACKFLOW
BASEBOARD HEAT
BLOWER COIL UNIT
BOILER
CABINET UNIT HEATER
CHILLER
COMBINATION EYE WASH STA
COMPRESSOR
CONDENSER
COOLING TOWER
CRAC UNIT
DAMPER
DEDICATED OUTSIDE AIR
DRENCH HOSE
DRY TOWER
ELEVATOR
ENERGY RECOVERY UNIT
ENGINE
EYE WASH STATION
FAN
FAN COIL UNIT
FAN, EXHAUST
FAN, RETURN
FAN, SUPPLY
FAN WALL
FEEDER
FIRE ALARM PANEL
FIRE ALARM SYSTEM
FLYWHEEL
FREEZER
FURNACE
GENERATOR
GENSET
HEAT EXCHANGER
HEAT RECOVERY UNIT
HUMIDIFIER
HOOD, FUME
HOOD, KITCHEN
HOT WATER HEATER
HYDRONIC
LIFT STATION
MAKEUP AIR UNIT
PUMP
PUMP STATION
PUMP, FIRE
REMOTE POWER SUPPLY
RETURN AIR UNIT
ROOF
ROOFTOP UNIT
SAFETY SHOWER
SECURITY CARD ACCESS
SELF-CONTAINED
SMOKE CONTROL SYSTEM
SPLIT SYSTEM
HIGH VOLTAGE SWITCH
TRANSFORMER
TRAPS & VALVES
UNIT HEATER
UPS
VARIABLE FREQUENCY DRIVE
GEOTHERMAL WATER LOOP
MISC Asset

## FAN
ASSET GROUP: | FAN
ASSET GROUP INDEX | ASSET DESCRIPTION | PROPERTY NAME/ID # | LOCATION/ROOM # | MANUFACTURER | MODEL | SERIAL # | INSTALL DATE (month and year) | MFG. WARRANTY START DATE (month and year) | MFG. WARRANTY EXPIRE DATE (month and year) | WHAT IT SERVES | FAN TYPE (CENTRIFUGAL, ETC) | BELT OR DIRECT DRIVE | BELT (COUNT & SIZE), IF APPLICABLE | MOTOR MODEL | MOTOR SERIAL # | MOTOR RPM | MOTOR VOLTAGE | MOTOR AMP | MOTOR PHASE | MOTOR FRAME | BEARING SIZE | SHAFT SIZE
AIR DRYER
AIR HANDLING UNIT
AIR SEPARATOR
AMP
BACKFLOW
BASEBOARD HEAT
BLOWER COIL UNIT
BOILER
CABINET UNIT HEATER
CHILLER
COMBINATION EYE WASH STA
COMPRESSOR
CONDENSER
COOLING TOWER
CRAC UNIT
DAMPER
DEDICATED OUTSIDE AIR
DRENCH HOSE
DRY TOWER
ELEVATOR
ENERGY RECOVERY UNIT
ENGINE
EYE WASH STATION
FAN
FAN COIL UNIT
FAN, EXHAUST
FAN, RETURN
FAN, SUPPLY
FAN WALL
FEEDER
FIRE ALARM PANEL
FIRE ALARM SYSTEM
FLYWHEEL
FREEZER
FURNACE
GENERATOR
GENSET
HEAT EXCHANGER
HEAT RECOVERY UNIT
HUMIDIFIER
HOOD, FUME
HOOD, KITCHEN
HOT WATER HEATER
HYDRONIC
LIFT STATION
MAKEUP AIR UNIT
PUMP
PUMP STATION
PUMP, FIRE
REMOTE POWER SUPPLY
RETURN AIR UNIT
ROOF
ROOFTOP UNIT
SAFETY SHOWER
SECURITY CARD ACCESS
SELF-CONTAINED
SMOKE CONTROL SYSTEM
SPLIT SYSTEM
HIGH VOLTAGE SWITCH
TRANSFORMER
TRAPS & VALVES
UNIT HEATER
UPS
VARIABLE FREQUENCY DRIVE
GEOTHERMAL WATER LOOP
MISC Asset

## FAN COIL UNIT
ASSET GROUP: | FAN COIL UNIT
ASSET GROUP INDEX | ASSET DESCRIPTION | PROPERTY NAME/ID # | LOCATION/ROOM # | MANUFACTURER | MODEL | SERIAL # | INSTALL DATE (month and year) | MFG. WARRANTY START DATE (month and year) | MFG. WARRANTY EXPIRE DATE (month and year) | FILTER (COUNT & SIZE) | BELT (COUNT & SIZE) | MOTOR MAKE | MOTOR MODEL | MOTOR SERIAL #
AIR DRYER
AIR HANDLING UNIT
AIR SEPARATOR
AMP
BACKFLOW
BASEBOARD HEAT
BLOWER COIL UNIT
BOILER
CABINET UNIT HEATER
CHILLER
COMBINATION EYE WASH STA
COMPRESSOR
CONDENSER
COOLING TOWER
CRAC UNIT
DAMPER
DEDICATED OUTSIDE AIR
DRENCH HOSE
DRY TOWER
ELEVATOR
ENERGY RECOVERY UNIT
ENGINE
EYE WASH STATION
FAN
FAN COIL UNIT
FAN, EXHAUST
FAN, RETURN
FAN, SUPPLY
FAN WALL
FEEDER
FIRE ALARM PANEL
FIRE ALARM SYSTEM
FLYWHEEL
FREEZER
FURNACE
GENERATOR
GENSET
HEAT EXCHANGER
HEAT RECOVERY UNIT
HUMIDIFIER
HOOD, FUME
HOOD, KITCHEN
HOT WATER HEATER
HYDRONIC
LIFT STATION
MAKEUP AIR UNIT
PUMP
PUMP STATION
PUMP, FIRE
REMOTE POWER SUPPLY
RETURN AIR UNIT
ROOF
ROOFTOP UNIT
SAFETY SHOWER
SECURITY CARD ACCESS
SELF-CONTAINED
SMOKE CONTROL SYSTEM
SPLIT SYSTEM
HIGH VOLTAGE SWITCH
TRANSFORMER
TRAPS & VALVES
UNIT HEATER
UPS
VARIABLE FREQUENCY DRIVE
GEOTHERMAL WATER LOOP
MISC Asset

## FAN, EXHAUST
ASSET GROUP: | FAN, EXHAUST
ASSET GROUP INDEX | ASSET DESCRIPTION | PROPERTY NAME/ID # | LOCATION/ROOM # | MANUFACTURER | MODEL | SERIAL # | Serial # | Size | INSTALL DATE (month and year) | MFG. WARRANTY START DATE (month and year) | MFG. WARRANTY EXPIRE DATE (month and year) | WHAT IT SERVES | FAN TYPE (CENTRIFUGAL, ETC) | BELT OR DIRECT DRIVE | BELT (COUNT & SIZE), IF APPLICABLE | MOTOR MODEL | MOTOR SERIAL # | MOTOR RPM | MOTOR VOLTAGE | MOTOR AMP | MOTOR PHASE | MOTOR FRAME | BEARING SIZE | SHAFT SIZE
AIR DRYER
AIR HANDLING UNIT
AIR SEPARATOR
AMP
BACKFLOW
BASEBOARD HEAT
BLOWER COIL UNIT
BOILER
CABINET UNIT HEATER
CHILLER
COMBINATION EYE WASH STA
COMPRESSOR
CONDENSER
COOLING TOWER
CRAC UNIT
DAMPER
DEDICATED OUTSIDE AIR
DRENCH HOSE
DRY TOWER
ELEVATOR
ENERGY RECOVERY UNIT
ENGINE
EYE WASH STATION
FAN
FAN COIL UNIT
FAN, EXHAUST
FAN, RETURN
FAN, SUPPLY
FAN WALL
FEEDER
FIRE ALARM PANEL
FIRE ALARM SYSTEM
FLYWHEEL
FREEZER
FURNACE
GENERATOR
GENSET
HEAT EXCHANGER
HEAT RECOVERY UNIT
HUMIDIFIER
HOOD, FUME
HOOD, KITCHEN
HOT WATER HEATER
HYDRONIC
LIFT STATION
MAKEUP AIR UNIT
PUMP
PUMP STATION
PUMP, FIRE
REMOTE POWER SUPPLY
RETURN AIR UNIT
ROOF
ROOFTOP UNIT
SAFETY SHOWER
SECURITY CARD ACCESS
SELF-CONTAINED
SMOKE CONTROL SYSTEM
SPLIT SYSTEM
HIGH VOLTAGE SWITCH
TRANSFORMER
TRAPS & VALVES
UNIT HEATER
UPS
VARIABLE FREQUENCY DRIVE
GEOTHERMAL WATER LOOP
MISC Asset

## FAN, RETURN
ASSET GROUP: | FAN, RETURN
ASSET GROUP INDEX | ASSET DESCRIPTION | PROPERTY NAME/ID # | LOCATION/ROOM # | MANUFACTURER | MODEL | SERIAL # | INSTALL DATE (month and year) | MFG. WARRANTY START DATE (month and year) | MFG. WARRANTY EXPIRE DATE (month and year) | WHAT IT SERVES | FAN TYPE (CENTRIFUGAL, ETC) | BELT OR DIRECT DRIVE | BELT (COUNT & SIZE), IF APPLICABLE | MOTOR MODEL | MOTOR SERIAL # | MOTOR RPM | MOTOR VOLTAGE | MOTOR AMP | MOTOR PHASE | MOTOR FRAME | BEARING SIZE | SHAFT SIZE
AIR DRYER
AIR HANDLING UNIT
AIR SEPARATOR
AMP
BACKFLOW
BASEBOARD HEAT
BLOWER COIL UNIT
BOILER
CABINET UNIT HEATER
CHILLER
COMBINATION EYE WASH STA
COMPRESSOR
CONDENSER
COOLING TOWER
CRAC UNIT
DAMPER
DEDICATED OUTSIDE AIR
DRENCH HOSE
DRY TOWER
ELEVATOR
ENERGY RECOVERY UNIT
ENGINE
EYE WASH STATION
FAN
FAN COIL UNIT
FAN, EXHAUST
FAN, RETURN
FAN, SUPPLY
FAN WALL
FEEDER
FIRE ALARM PANEL
FIRE ALARM SYSTEM
FLYWHEEL
FREEZER
FURNACE
GENERATOR
GENSET
HEAT EXCHANGER
HEAT RECOVERY UNIT
HUMIDIFIER
HOOD, FUME
HOOD, KITCHEN
HOT WATER HEATER
HYDRONIC
LIFT STATION
MAKEUP AIR UNIT
PUMP
PUMP STATION
PUMP, FIRE
REMOTE POWER SUPPLY
RETURN AIR UNIT
ROOF
ROOFTOP UNIT
SAFETY SHOWER
SECURITY CARD ACCESS
SELF-CONTAINED
SMOKE CONTROL SYSTEM
SPLIT SYSTEM
HIGH VOLTAGE SWITCH
TRANSFORMER
TRAPS & VALVES
UNIT HEATER
UPS
VARIABLE FREQUENCY DRIVE
GEOTHERMAL WATER LOOP
MISC Asset

## FAN, SUPPLY
ASSET GROUP: | FAN, SUPPLY
ASSET GROUP INDEX | ASSET DESCRIPTION | PROPERTY NAME/ID # | LOCATION/ROOM # | MANUFACTURER | MODEL | SERIAL # | INSTALL DATE (month and year) | MFG. WARRANTY START DATE (month and year) | MFG. WARRANTY EXPIRE DATE (month and year) | WHAT IT SERVES | FAN TYPE (CENTRIFUGAL, ETC) | BELT OR DIRECT DRIVE | BELT (COUNT & SIZE), IF APPLICABLE | MOTOR MODEL | MOTOR SERIAL # | MOTOR RPM | MOTOR VOLTAGE | MOTOR AMP | MOTOR PHASE | MOTOR FRAME | BEARING SIZE | SHAFT SIZE
AIR DRYER
AIR HANDLING UNIT
AIR SEPARATOR
AMP
BACKFLOW
BASEBOARD HEAT
BLOWER COIL UNIT
BOILER
CABINET UNIT HEATER
CHILLER
COMBINATION EYE WASH STA
COMPRESSOR
CONDENSER
COOLING TOWER
CRAC UNIT
DAMPER
DEDICATED OUTSIDE AIR
DRENCH HOSE
DRY TOWER
ELEVATOR
ENERGY RECOVERY UNIT
ENGINE
EYE WASH STATION
FAN
FAN COIL UNIT
FAN, EXHAUST
FAN, RETURN
FAN, SUPPLY
FAN WALL
FEEDER
FIRE ALARM PANEL
FIRE ALARM SYSTEM
FLYWHEEL
FREEZER
FURNACE
GENERATOR
GENSET
HEAT EXCHANGER
HEAT RECOVERY UNIT
HUMIDIFIER
HOOD, FUME
HOOD, KITCHEN
HOT WATER HEATER
HYDRONIC
LIFT STATION
MAKEUP AIR UNIT
PUMP
PUMP STATION
PUMP, FIRE
REMOTE POWER SUPPLY
RETURN AIR UNIT
ROOF
ROOFTOP UNIT
SAFETY SHOWER
SECURITY CARD ACCESS
SELF-CONTAINED
SMOKE CONTROL SYSTEM
SPLIT SYSTEM
HIGH VOLTAGE SWITCH
TRANSFORMER
TRAPS & VALVES
UNIT HEATER
UPS
VARIABLE FREQUENCY DRIVE
GEOTHERMAL WATER LOOP
MISC Asset

## FAN WALL
ASSET GROUP: | FAN WALL
ASSET GROUP INDEX | ASSET DESCRIPTION | PROPERTY NAME/ID # | LOCATION/ROOM # | MANUFACTURER | MODEL | SERIAL # | INSTALL DATE (month and year) | MFG. WARRANTY START DATE (month and year) | MFG. WARRANTY EXPIRE DATE (month and year) | NUMBER OF FANS | HP
AIR DRYER
AIR HANDLING UNIT
AIR SEPARATOR
AMP
BACKFLOW
BASEBOARD HEAT
BLOWER COIL UNIT
BOILER
CABINET UNIT HEATER
CHILLER
COMBINATION EYE WASH STA
COMPRESSOR
CONDENSER
COOLING TOWER
CRAC UNIT
DAMPER
DEDICATED OUTSIDE AIR
DRENCH HOSE
DRY TOWER
ELEVATOR
ENERGY RECOVERY UNIT
ENGINE
EYE WASH STATION
FAN
FAN COIL UNIT
FAN, EXHAUST
FAN, RETURN
FAN, SUPPLY
FAN WALL
FEEDER
FIRE ALARM PANEL
FIRE ALARM SYSTEM
FLYWHEEL
FREEZER
FURNACE
GENERATOR
GENSET
HEAT EXCHANGER
HEAT RECOVERY UNIT
HUMIDIFIER
HOOD, FUME
HOOD, KITCHEN
HOT WATER HEATER
HYDRONIC
LIFT STATION
MAKEUP AIR UNIT
PUMP
PUMP STATION
PUMP, FIRE
REMOTE POWER SUPPLY
RETURN AIR UNIT
ROOF
ROOFTOP UNIT
SAFETY SHOWER
SECURITY CARD ACCESS
SELF-CONTAINED
SMOKE CONTROL SYSTEM
SPLIT SYSTEM
HIGH VOLTAGE SWITCH
TRANSFORMER
TRAPS & VALVES
UNIT HEATER
UPS
VARIABLE FREQUENCY DRIVE
GEOTHERMAL WATER LOOP
MISC Asset

## FEEDER
ASSET GROUP: | FEEDER
ASSET GROUP INDEX | ASSET DESCRIPTION | PROPERTY NAME/ID # | LOCATION/ROOM # | MANUFACTURER | MODEL | SERIAL # | INSTALL DATE (month and year) | MFG. WARRANTY START DATE (month and year) | MFG. WARRANTY EXPIRE DATE (month and year)
AIR DRYER
AIR HANDLING UNIT
AIR SEPARATOR
AMP
BACKFLOW
BASEBOARD HEAT
BLOWER COIL UNIT
BOILER
CABINET UNIT HEATER
CHILLER
COMBINATION EYE WASH STA
COMPRESSOR
CONDENSER
COOLING TOWER
CRAC UNIT
DAMPER
DEDICATED OUTSIDE AIR
DRENCH HOSE
DRY TOWER
ELEVATOR
ENERGY RECOVERY UNIT
ENGINE
EYE WASH STATION
FAN
FAN COIL UNIT
FAN, EXHAUST
FAN, RETURN
FAN, SUPPLY
FAN WALL
FEEDER
FIRE ALARM PANEL
FIRE ALARM SYSTEM
FLYWHEEL
FREEZER
FURNACE
GENERATOR
GENSET
HEAT EXCHANGER
HEAT RECOVERY UNIT
HUMIDIFIER
HOOD, FUME
HOOD, KITCHEN
HOT WATER HEATER
HYDRONIC
LIFT STATION
MAKEUP AIR UNIT
PUMP
PUMP STATION
PUMP, FIRE
REMOTE POWER SUPPLY
RETURN AIR UNIT
ROOF
ROOFTOP UNIT
SAFETY SHOWER
SECURITY CARD ACCESS
SELF-CONTAINED
SMOKE CONTROL SYSTEM
SPLIT SYSTEM
HIGH VOLTAGE SWITCH
TRANSFORMER
TRAPS & VALVES
UNIT HEATER
UPS
VARIABLE FREQUENCY DRIVE
GEOTHERMAL WATER LOOP
MISC Asset

## FIRE ALARM PANEL
ASSET GROUP: | FIRE ALARM PANEL (FACP)
ASSET GROUP INDEX | ASSET DESCRIPTION | PROPERTY NAME/ID # | LOCATION/ROOM # | MANUFACTURER | MODEL | SERIAL # | INSTALL DATE (month and year) | MFG. WARRANTY START DATE (month and year) | MFG. WARRANTY EXPIRE DATE (month and year) | ELECTRICAL PANEL NAME | ELECTRICAL PANEL CIRCUIT NUMBER | BATTERY SIZE | NODE | DVC NODE | DVC COVERAGE | ELECTRICAL PANEL LOCATION
AIR DRYER
AIR HANDLING UNIT
AIR SEPARATOR
AMP
BACKFLOW
BASEBOARD HEAT
BLOWER COIL UNIT
BOILER
CABINET UNIT HEATER
CHILLER
COMBINATION EYE WASH STA
COMPRESSOR
CONDENSER
COOLING TOWER
CRAC UNIT
DAMPER
DEDICATED OUTSIDE AIR
DRENCH HOSE
DRY TOWER
ELEVATOR
ENERGY RECOVERY UNIT
ENGINE
EYE WASH STATION
FAN
FAN COIL UNIT
FAN, EXHAUST
FAN, RETURN
FAN, SUPPLY
FAN WALL
FEEDER
FIRE ALARM PANEL
FIRE ALARM SYSTEM
FLYWHEEL
FREEZER
FURNACE
GENERATOR
GENSET
HEAT EXCHANGER
HEAT RECOVERY UNIT
HUMIDIFIER
HOOD, FUME
HOOD, KITCHEN
HOT WATER HEATER
HYDRONIC
LIFT STATION
MAKEUP AIR UNIT
PUMP
PUMP STATION
PUMP, FIRE
REMOTE POWER SUPPLY
RETURN AIR UNIT
ROOF
ROOFTOP UNIT
SAFETY SHOWER
SECURITY CARD ACCESS
SELF-CONTAINED
SMOKE CONTROL SYSTEM
SPLIT SYSTEM
HIGH VOLTAGE SWITCH
TRANSFORMER
TRAPS & VALVES
UNIT HEATER
UPS
VARIABLE FREQUENCY DRIVE
GEOTHERMAL WATER LOOP
MISC Asset

## FIRE ALARM SYSTEM
ASSET GROUP: | FIRE ALARM SYSTEM
ASSET GROUP INDEX | ASSET DESCRIPTION | PROPERTY NAME/ID # | LOCATION/ROOM # | MANUFACTURER | MODEL | SERIAL # | INSTALL DATE (month and year) | MFG. WARRANTY START DATE (month and year) | MFG. WARRANTY EXPIRE DATE (month and year) | ADDRESSABLE | NETWORK | DVC COVERAGE
AIR DRYER
AIR HANDLING UNIT
AIR SEPARATOR
AMP
BACKFLOW
BASEBOARD HEAT
BLOWER COIL UNIT
BOILER
CABINET UNIT HEATER
CHILLER
COMBINATION EYE WASH STA
COMPRESSOR
CONDENSER
COOLING TOWER
CRAC UNIT
DAMPER
DEDICATED OUTSIDE AIR
DRENCH HOSE
DRY TOWER
ELEVATOR
ENERGY RECOVERY UNIT
ENGINE
EYE WASH STATION
FAN
FAN COIL UNIT
FAN, EXHAUST
FAN, RETURN
FAN, SUPPLY
FAN WALL
FEEDER
FIRE ALARM PANEL
FIRE ALARM SYSTEM
FLYWHEEL
FREEZER
FURNACE
GENERATOR
GENSET
HEAT EXCHANGER
HEAT RECOVERY UNIT
HUMIDIFIER
HOOD, FUME
HOOD, KITCHEN
HOT WATER HEATER
HYDRONIC
LIFT STATION
MAKEUP AIR UNIT
PUMP
PUMP STATION
PUMP, FIRE
REMOTE POWER SUPPLY
RETURN AIR UNIT
ROOF
ROOFTOP UNIT
SAFETY SHOWER
SECURITY CARD ACCESS
SELF-CONTAINED
SMOKE CONTROL SYSTEM
SPLIT SYSTEM
HIGH VOLTAGE SWITCH
TRANSFORMER
TRAPS & VALVES
UNIT HEATER
UPS
VARIABLE FREQUENCY DRIVE
GEOTHERMAL WATER LOOP
MISC Asset

## FLYWHEEL
ASSET GROUP: | FLYWHEEL
ASSET GROUP INDEX | ASSET DESCRIPTION | PROPERTY NAME/ID # | LOCATION/ROOM # | MANUFACTURER | MODEL | SERIAL # | INSTALL DATE (month and year) | MFG. WARRANTY START DATE (month and year) | MFG. WARRANTY EXPIRE DATE (month and year) | KVA
AIR DRYER
AIR HANDLING UNIT
AIR SEPARATOR
AMP
BACKFLOW
BASEBOARD HEAT
BLOWER COIL UNIT
BOILER
CABINET UNIT HEATER
CHILLER
COMBINATION EYE WASH STA
COMPRESSOR
CONDENSER
COOLING TOWER
CRAC UNIT
DAMPER
DEDICATED OUTSIDE AIR
DRENCH HOSE
DRY TOWER
ELEVATOR
ENERGY RECOVERY UNIT
ENGINE
EYE WASH STATION
FAN
FAN COIL UNIT
FAN, EXHAUST
FAN, RETURN
FAN, SUPPLY
FAN WALL
FEEDER
FIRE ALARM PANEL
FIRE ALARM SYSTEM
FLYWHEEL
FREEZER
FURNACE
GENERATOR
GENSET
HEAT EXCHANGER
HEAT RECOVERY UNIT
HUMIDIFIER
HOOD, FUME
HOOD, KITCHEN
HOT WATER HEATER
HYDRONIC
LIFT STATION
MAKEUP AIR UNIT
PUMP
PUMP STATION
PUMP, FIRE
REMOTE POWER SUPPLY
RETURN AIR UNIT
ROOF
ROOFTOP UNIT
SAFETY SHOWER
SECURITY CARD ACCESS
SELF-CONTAINED
SMOKE CONTROL SYSTEM
SPLIT SYSTEM
HIGH VOLTAGE SWITCH
TRANSFORMER
TRAPS & VALVES
UNIT HEATER
UPS
VARIABLE FREQUENCY DRIVE
GEOTHERMAL WATER LOOP
MISC Asset

## FREEZER
ASSET GROUP: | FREEZER
ASSET GROUP INDEX | ASSET DESCRIPTION | PROPERTY NAME/ID # | LOCATION/ROOM # | MANUFACTURER | MODEL | SERIAL # | INSTALL DATE (month and year) | MFG. WARRANTY START DATE (month and year) | MFG. WARRANTY EXPIRE DATE (month and year) | LOCATION OF CONDENSER | TEMPERATURE RANGE | SUPER HEAT & SUB COOLING | DEFROST TYPE
AIR DRYER
AIR HANDLING UNIT
AIR SEPARATOR
AMP
BACKFLOW
BASEBOARD HEAT
BLOWER COIL UNIT
BOILER
CABINET UNIT HEATER
CHILLER
COMBINATION EYE WASH STA
COMPRESSOR
CONDENSER
COOLING TOWER
CRAC UNIT
DAMPER
DEDICATED OUTSIDE AIR
DRENCH HOSE
DRY TOWER
ELEVATOR
ENERGY RECOVERY UNIT
ENGINE
EYE WASH STATION
FAN
FAN COIL UNIT
FAN, EXHAUST
FAN, RETURN
FAN, SUPPLY
FAN WALL
FEEDER
FIRE ALARM PANEL
FIRE ALARM SYSTEM
FLYWHEEL
FREEZER
FURNACE
GENERATOR
GENSET
HEAT EXCHANGER
HEAT RECOVERY UNIT
HUMIDIFIER
HOOD, FUME
HOOD, KITCHEN
HOT WATER HEATER
HYDRONIC
LIFT STATION
MAKEUP AIR UNIT
PUMP
PUMP STATION
PUMP, FIRE
REMOTE POWER SUPPLY
RETURN AIR UNIT
ROOF
ROOFTOP UNIT
SAFETY SHOWER
SECURITY CARD ACCESS
SELF-CONTAINED
SMOKE CONTROL SYSTEM
SPLIT SYSTEM
HIGH VOLTAGE SWITCH
TRANSFORMER
TRAPS & VALVES
UNIT HEATER
UPS
VARIABLE FREQUENCY DRIVE
GEOTHERMAL WATER LOOP
MISC Asset

## FURNACE
ASSET GROUP: | FURNACE
ASSET GROUP INDEX | ASSET DESCRIPTION | PROPERTY NAME/ID # | LOCATION/ROOM # | MANUFACTURER | MODEL | SERIAL # | INSTALL DATE (month and year) | MFG. WARRANTY START DATE (month and year) | MFG. WARRANTY EXPIRE DATE (month and year) | THERMOSTAT LOCATION | FILTER (COUNT & SIZE) | SUPPLY FAN MAKE | SUPPLY FAN MODEL | SIZE OF GAS SUPPLY | BLOWER MOTOR MODEL | BLOWER MOTOR SERIAL # | BLOWER MOTOR HP | BLOWER MOTOR VOLTS | INDUCER MODEL | INDUCER SERIAL # | INDUCER MOTOR HP | INDUCER MOTOR VOLTS
AIR DRYER
AIR HANDLING UNIT
AIR SEPARATOR
AMP
BACKFLOW
BASEBOARD HEAT
BLOWER COIL UNIT
BOILER
CABINET UNIT HEATER
CHILLER
COMBINATION EYE WASH STA
COMPRESSOR
CONDENSER
COOLING TOWER
CRAC UNIT
DAMPER
DEDICATED OUTSIDE AIR
DRENCH HOSE
DRY TOWER
ELEVATOR
ENERGY RECOVERY UNIT
ENGINE
EYE WASH STATION
FAN
FAN COIL UNIT
FAN, EXHAUST
FAN, RETURN
FAN, SUPPLY
FAN WALL
FEEDER
FIRE ALARM PANEL
FIRE ALARM SYSTEM
FLYWHEEL
FREEZER
FURNACE
GENERATOR
GENSET
HEAT EXCHANGER
HEAT RECOVERY UNIT
HUMIDIFIER
HOOD, FUME
HOOD, KITCHEN
HOT WATER HEATER
HYDRONIC
LIFT STATION
MAKEUP AIR UNIT
PUMP
PUMP STATION
PUMP, FIRE
REMOTE POWER SUPPLY
RETURN AIR UNIT
ROOF
ROOFTOP UNIT
SAFETY SHOWER
SECURITY CARD ACCESS
SELF-CONTAINED
SMOKE CONTROL SYSTEM
SPLIT SYSTEM
HIGH VOLTAGE SWITCH
TRANSFORMER
TRAPS & VALVES
UNIT HEATER
UPS
VARIABLE FREQUENCY DRIVE
GEOTHERMAL WATER LOOP
MISC Asset

## GENERATOR
ASSET GROUP: | GENERATOR
ASSET GROUP INDEX | ASSET DESCRIPTION | PROPERTY NAME/ID # | LOCATION/ROOM # | MANUFACTURER | MODEL | SERIAL # | INSTALL DATE (month and year) | MFG. WARRANTY START DATE (month and year) | MFG. WARRANTY EXPIRE DATE (month and year) | QUADI | APEN | BUILDING LOAD (Kw) | BUILDING LOAD (POWER FACTOR) | HPNOTDERAT | AIRPERMIT# | AIRS ID | ANNUAL OPPACITY DATE | ANNUAL FULL LOAD TEST DATE | NOXINTPY | KW | FUEL TYPE | TANK CAPACITY (IN GALLONS)
AIR DRYER
AIR HANDLING UNIT
AIR SEPARATOR
AMP
BACKFLOW
BASEBOARD HEAT
BLOWER COIL UNIT
BOILER
CABINET UNIT HEATER
CHILLER
COMBINATION EYE WASH STA
COMPRESSOR
CONDENSER
COOLING TOWER
CRAC UNIT
DAMPER
DEDICATED OUTSIDE AIR
DRENCH HOSE
DRY TOWER
ELEVATOR
ENERGY RECOVERY UNIT
ENGINE
EYE WASH STATION
FAN
FAN COIL UNIT
FAN, EXHAUST
FAN, RETURN
FAN, SUPPLY
FAN WALL
FEEDER
FIRE ALARM PANEL
FIRE ALARM SYSTEM
FLYWHEEL
FREEZER
FURNACE
GENERATOR
GENSET
HEAT EXCHANGER
HEAT RECOVERY UNIT
HUMIDIFIER
HOOD, FUME
HOOD, KITCHEN
HOT WATER HEATER
HYDRONIC
LIFT STATION
MAKEUP AIR UNIT
PUMP
PUMP STATION
PUMP, FIRE
REMOTE POWER SUPPLY
RETURN AIR UNIT
ROOF
ROOFTOP UNIT
SAFETY SHOWER
SECURITY CARD ACCESS
SELF-CONTAINED
SMOKE CONTROL SYSTEM
SPLIT SYSTEM
HIGH VOLTAGE SWITCH
TRANSFORMER
TRAPS & VALVES
UNIT HEATER
UPS
VARIABLE FREQUENCY DRIVE
GEOTHERMAL WATER LOOP
MISC Asset

## GENSET
ASSET GROUP: | GENSET
ASSET GROUP INDEX | ASSET DESCRIPTION | PROPERTY NAME/ID # | LOCATION/ROOM # | MANUFACTURER | MODEL | SERIAL # | INSTALL DATE (month and year) | MFG. WARRANTY START DATE (month and year) | MFG. WARRANTY EXPIRE DATE (month and year)
AIR DRYER
AIR HANDLING UNIT
AIR SEPARATOR
AMP
BACKFLOW
BASEBOARD HEAT
BLOWER COIL UNIT
BOILER
CABINET UNIT HEATER
CHILLER
COMBINATION EYE WASH STA
COMPRESSOR
CONDENSER
COOLING TOWER
CRAC UNIT
DAMPER
DEDICATED OUTSIDE AIR
DRENCH HOSE
DRY TOWER
ELEVATOR
ENERGY RECOVERY UNIT
ENGINE
EYE WASH STATION
FAN
FAN COIL UNIT
FAN, EXHAUST
FAN, RETURN
FAN, SUPPLY
FAN WALL
FEEDER
FIRE ALARM PANEL
FIRE ALARM SYSTEM
FLYWHEEL
FREEZER
FURNACE
GENERATOR
GENSET
HEAT EXCHANGER
HEAT RECOVERY UNIT
HUMIDIFIER
HOOD, FUME
HOOD, KITCHEN
HOT WATER HEATER
HYDRONIC
LIFT STATION
MAKEUP AIR UNIT
PUMP
PUMP STATION
PUMP, FIRE
REMOTE POWER SUPPLY
RETURN AIR UNIT
ROOF
ROOFTOP UNIT
SAFETY SHOWER
SECURITY CARD ACCESS
SELF-CONTAINED
SMOKE CONTROL SYSTEM
SPLIT SYSTEM
HIGH VOLTAGE SWITCH
TRANSFORMER
TRAPS & VALVES
UNIT HEATER
UPS
VARIABLE FREQUENCY DRIVE
GEOTHERMAL WATER LOOP
MISC Asset

## HEAT EXCHANGER
ASSET GROUP: | HEAT EXCHANGER
ASSET GROUP INDEX | ASSET DESCRIPTION | PROPERTY NAME/ID # | LOCATION/ROOM # | MANUFACTURER | MODEL | SERIAL # | INSTALL DATE (month and year) | MFG. WARRANTY START DATE (month and year) | MFG. WARRANTY EXPIRE DATE (month and year) | WHAT IT SERVES
AIR DRYER
AIR HANDLING UNIT
AIR SEPARATOR
AMP
BACKFLOW
BASEBOARD HEAT
BLOWER COIL UNIT
BOILER
CABINET UNIT HEATER
CHILLER
COMBINATION EYE WASH STA
COMPRESSOR
CONDENSER
COOLING TOWER
CRAC UNIT
DAMPER
DEDICATED OUTSIDE AIR
DRENCH HOSE
DRY TOWER
ELEVATOR
ENERGY RECOVERY UNIT
ENGINE
EYE WASH STATION
FAN
FAN COIL UNIT
FAN, EXHAUST
FAN, RETURN
FAN, SUPPLY
FAN WALL
FEEDER
FIRE ALARM PANEL
FIRE ALARM SYSTEM
FLYWHEEL
FREEZER
FURNACE
GENERATOR
GENSET
HEAT EXCHANGER
HEAT RECOVERY UNIT
HUMIDIFIER
HOOD, FUME
HOOD, KITCHEN
HOT WATER HEATER
HYDRONIC
LIFT STATION
MAKEUP AIR UNIT
PUMP
PUMP STATION
PUMP, FIRE
REMOTE POWER SUPPLY
RETURN AIR UNIT
ROOF
ROOFTOP UNIT
SAFETY SHOWER
SECURITY CARD ACCESS
SELF-CONTAINED
SMOKE CONTROL SYSTEM
SPLIT SYSTEM
HIGH VOLTAGE SWITCH
TRANSFORMER
TRAPS & VALVES
UNIT HEATER
UPS
VARIABLE FREQUENCY DRIVE
GEOTHERMAL WATER LOOP
MISC Asset

## HEAT RECOVERY UNIT
ASSET GROUP: | HEAT RECOVERY UNIT
ASSET GROUP INDEX | ASSET DESCRIPTION | PROPERTY NAME/ID # | LOCATION/ROOM # | MANUFACTURER | MODEL | SERIAL # | INSTALL DATE (month and year) | MFG. WARRANTY START DATE (month and year) | MFG. WARRANTY EXPIRE DATE (month and year) | UNIT TYPE | FILTER (COUNT & SIZE) | BELT (COUNT & SIZE) | REFRIGERANT TYPE
AIR DRYER
AIR HANDLING UNIT
AIR SEPARATOR
AMP
BACKFLOW
BASEBOARD HEAT
BLOWER COIL UNIT
BOILER
CABINET UNIT HEATER
CHILLER
COMBINATION EYE WASH STA
COMPRESSOR
CONDENSER
COOLING TOWER
CRAC UNIT
DAMPER
DEDICATED OUTSIDE AIR
DRENCH HOSE
DRY TOWER
ELEVATOR
ENERGY RECOVERY UNIT
ENGINE
EYE WASH STATION
FAN
FAN COIL UNIT
FAN, EXHAUST
FAN, RETURN
FAN, SUPPLY
FAN WALL
FEEDER
FIRE ALARM PANEL
FIRE ALARM SYSTEM
FLYWHEEL
FREEZER
FURNACE
GENERATOR
GENSET
HEAT EXCHANGER
HEAT RECOVERY UNIT
HUMIDIFIER
HOOD, FUME
HOOD, KITCHEN
HOT WATER HEATER
HYDRONIC
LIFT STATION
MAKEUP AIR UNIT
PUMP
PUMP STATION
PUMP, FIRE
REMOTE POWER SUPPLY
RETURN AIR UNIT
ROOF
ROOFTOP UNIT
SAFETY SHOWER
SECURITY CARD ACCESS
SELF-CONTAINED
SMOKE CONTROL SYSTEM
SPLIT SYSTEM
HIGH VOLTAGE SWITCH
TRANSFORMER
TRAPS & VALVES
UNIT HEATER
UPS
VARIABLE FREQUENCY DRIVE
GEOTHERMAL WATER LOOP
MISC Asset

## HUMIDIFIER
ASSET GROUP: | HUMIDIFER
ASSET GROUP INDEX | ASSET DESCRIPTION | PROPERTY NAME/ID # | LOCATION/ROOM # | MANUFACTURER | MODEL | SERIAL # | INSTALL DATE (month and year) | MFG. WARRANTY START DATE (month and year) | MFG. WARRANTY EXPIRE DATE (month and year) | SPRAY NOZZLE SIZE(S) | TRANSDUCER SIZE
AIR DRYER
AIR HANDLING UNIT
AIR SEPARATOR
AMP
BACKFLOW
BASEBOARD HEAT
BLOWER COIL UNIT
BOILER
CABINET UNIT HEATER
CHILLER
COMBINATION EYE WASH STA
COMPRESSOR
CONDENSER
COOLING TOWER
CRAC UNIT
DAMPER
DEDICATED OUTSIDE AIR
DRENCH HOSE
DRY TOWER
ELEVATOR
ENERGY RECOVERY UNIT
ENGINE
EYE WASH STATION
FAN
FAN COIL UNIT
FAN, EXHAUST
FAN, RETURN
FAN, SUPPLY
FAN WALL
FEEDER
FIRE ALARM PANEL
FIRE ALARM SYSTEM
FLYWHEEL
FREEZER
FURNACE
GENERATOR
GENSET
HEAT EXCHANGER
HEAT RECOVERY UNIT
HUMIDIFIER
HOOD, FUME
HOOD, KITCHEN
HOT WATER HEATER
HYDRONIC
LIFT STATION
MAKEUP AIR UNIT
PUMP
PUMP STATION
PUMP, FIRE
REMOTE POWER SUPPLY
RETURN AIR UNIT
ROOF
ROOFTOP UNIT
SAFETY SHOWER
SECURITY CARD ACCESS
SELF-CONTAINED
SMOKE CONTROL SYSTEM
SPLIT SYSTEM
HIGH VOLTAGE SWITCH
TRANSFORMER
TRAPS & VALVES
UNIT HEATER
UPS
VARIABLE FREQUENCY DRIVE
GEOTHERMAL WATER LOOP
MISC Asset

## HOOD, FUME
ASSET GROUP: | HOOD, FUME
ASSET GROUP INDEX | ASSET DESCRIPTION | PROPERTY NAME/ID # | LOCATION/ROOM # | MANUFACTURER | MODEL | SERIAL # | INSTALL DATE (month and year) | MFG. WARRANTY START DATE (month and year) | MFG. WARRANTY EXPIRE DATE (month and year) | WHAT IT SERVES | TESTING PARAMETERS: SASH TESTING HEIGHT | EXHAUST FAN BELT (COUNT & SIZE) | BREAKER ID/LOCATION
AIR DRYER
AIR HANDLING UNIT
AIR SEPARATOR
AMP
BACKFLOW
BASEBOARD HEAT
BLOWER COIL UNIT
BOILER
CABINET UNIT HEATER
CHILLER
COMBINATION EYE WASH STA
COMPRESSOR
CONDENSER
COOLING TOWER
CRAC UNIT
DAMPER
DEDICATED OUTSIDE AIR
DRENCH HOSE
DRY TOWER
ELEVATOR
ENERGY RECOVERY UNIT
ENGINE
EYE WASH STATION
FAN
FAN COIL UNIT
FAN, EXHAUST
FAN, RETURN
FAN, SUPPLY
FAN WALL
FEEDER
FIRE ALARM PANEL
FIRE ALARM SYSTEM
FLYWHEEL
FREEZER
FURNACE
GENERATOR
GENSET
HEAT EXCHANGER
HEAT RECOVERY UNIT
HUMIDIFIER
HOOD, FUME
HOOD, KITCHEN
HOT WATER HEATER
HYDRONIC
LIFT STATION
MAKEUP AIR UNIT
PUMP
PUMP STATION
PUMP, FIRE
REMOTE POWER SUPPLY
RETURN AIR UNIT
ROOF
ROOFTOP UNIT
SAFETY SHOWER
SECURITY CARD ACCESS
SELF-CONTAINED
SMOKE CONTROL SYSTEM
SPLIT SYSTEM
HIGH VOLTAGE SWITCH
TRANSFORMER
TRAPS & VALVES
UNIT HEATER
UPS
VARIABLE FREQUENCY DRIVE
GEOTHERMAL WATER LOOP
MISC Asset

## HOOD, KITCHEN
ASSET GROUP: | HOOD, KITCHEN
ASSET GROUP INDEX | ASSET DESCRIPTION | PROPERTY NAME/ID # | LOCATION/ROOM # | MANUFACTURER | MODEL | SERIAL # | INSTALL DATE (month and year) | MFG. WARRANTY START DATE (month and year) | MFG. WARRANTY EXPIRE DATE (month and year) | WHAT IT SERVES | TYPE | IS THERE FIRE SUPPRESSION? IF YES, WHAT TYPE | WET OR DRY SYSTEM | MSD SHEET
AIR DRYER
AIR HANDLING UNIT
AIR SEPARATOR
AMP
BACKFLOW
BASEBOARD HEAT
BLOWER COIL UNIT
BOILER
CABINET UNIT HEATER
CHILLER
COMBINATION EYE WASH STA
COMPRESSOR
CONDENSER
COOLING TOWER
CRAC UNIT
DAMPER
DEDICATED OUTSIDE AIR
DRENCH HOSE
DRY TOWER
ELEVATOR
ENERGY RECOVERY UNIT
ENGINE
EYE WASH STATION
FAN
FAN COIL UNIT
FAN, EXHAUST
FAN, RETURN
FAN, SUPPLY
FAN WALL
FEEDER
FIRE ALARM PANEL
FIRE ALARM SYSTEM
FLYWHEEL
FREEZER
FURNACE
GENERATOR
GENSET
HEAT EXCHANGER
HEAT RECOVERY UNIT
HUMIDIFIER
HOOD, FUME
HOOD, KITCHEN
HOT WATER HEATER
HYDRONIC
LIFT STATION
MAKEUP AIR UNIT
PUMP
PUMP STATION
PUMP, FIRE
REMOTE POWER SUPPLY
RETURN AIR UNIT
ROOF
ROOFTOP UNIT
SAFETY SHOWER
SECURITY CARD ACCESS
SELF-CONTAINED
SMOKE CONTROL SYSTEM
SPLIT SYSTEM
HIGH VOLTAGE SWITCH
TRANSFORMER
TRAPS & VALVES
UNIT HEATER
UPS
VARIABLE FREQUENCY DRIVE
GEOTHERMAL WATER LOOP
MISC Asset

## HOT WATER HEATER
ASSET GROUP: | HOT WATER HEATER
ASSET GROUP INDEX | ASSET DESCRIPTION | PROPERTY NAME/ID # | LOCATION/ROOM # | MANUFACTURER | MODEL | SERIAL # | INSTALL DATE (month and year) | MFG. WARRANTY START DATE (month and year) | MFG. WARRANTY EXPIRE DATE (month and year) | ELECTRIC OR GAS | SIZE | SYSTEM FLUID
AIR DRYER
AIR HANDLING UNIT
AIR SEPARATOR
AMP
BACKFLOW
BASEBOARD HEAT
BLOWER COIL UNIT
BOILER
CABINET UNIT HEATER
CHILLER
COMBINATION EYE WASH STA
COMPRESSOR
CONDENSER
COOLING TOWER
CRAC UNIT
DAMPER
DEDICATED OUTSIDE AIR
DRENCH HOSE
DRY TOWER
ELEVATOR
ENERGY RECOVERY UNIT
ENGINE
EYE WASH STATION
FAN
FAN COIL UNIT
FAN, EXHAUST
FAN, RETURN
FAN, SUPPLY
FAN WALL
FEEDER
FIRE ALARM PANEL
FIRE ALARM SYSTEM
FLYWHEEL
FREEZER
FURNACE
GENERATOR
GENSET
HEAT EXCHANGER
HEAT RECOVERY UNIT
HUMIDIFIER
HOOD, FUME
HOOD, KITCHEN
HOT WATER HEATER
HYDRONIC
LIFT STATION
MAKEUP AIR UNIT
PUMP
PUMP STATION
PUMP, FIRE
REMOTE POWER SUPPLY
RETURN AIR UNIT
ROOF
ROOFTOP UNIT
SAFETY SHOWER
SECURITY CARD ACCESS
SELF-CONTAINED
SMOKE CONTROL SYSTEM
SPLIT SYSTEM
HIGH VOLTAGE SWITCH
TRANSFORMER
TRAPS & VALVES
UNIT HEATER
UPS
VARIABLE FREQUENCY DRIVE
GEOTHERMAL WATER LOOP
MISC Asset

## HYDRONIC
ASSET GROUP: | HYDRONIC
ASSET GROUP INDEX | ASSET DESCRIPTION | PROPERTY NAME/ID # | LOCATION/ROOM # | MANUFACTURER | MODEL | SERIAL # | INSTALL DATE (month and year) | MFG. WARRANTY START DATE (month and year) | MFG. WARRANTY EXPIRE DATE (month and year) | TYPE OF SYSTEM | GLYCOL | OPERATING STATIC PRESSURE
AIR DRYER
AIR HANDLING UNIT
AIR SEPARATOR
AMP
BACKFLOW
BASEBOARD HEAT
BLOWER COIL UNIT
BOILER
CABINET UNIT HEATER
CHILLER
COMBINATION EYE WASH STA
COMPRESSOR
CONDENSER
COOLING TOWER
CRAC UNIT
DAMPER
DEDICATED OUTSIDE AIR
DRENCH HOSE
DRY TOWER
ELEVATOR
ENERGY RECOVERY UNIT
ENGINE
EYE WASH STATION
FAN
FAN COIL UNIT
FAN, EXHAUST
FAN, RETURN
FAN, SUPPLY
FAN WALL
FEEDER
FIRE ALARM PANEL
FIRE ALARM SYSTEM
FLYWHEEL
FREEZER
FURNACE
GENERATOR
GENSET
HEAT EXCHANGER
HEAT RECOVERY UNIT
HUMIDIFIER
HOOD, FUME
HOOD, KITCHEN
HOT WATER HEATER
HYDRONIC
LIFT STATION
MAKEUP AIR UNIT
PUMP
PUMP STATION
PUMP, FIRE
REMOTE POWER SUPPLY
RETURN AIR UNIT
ROOF
ROOFTOP UNIT
SAFETY SHOWER
SECURITY CARD ACCESS
SELF-CONTAINED
SMOKE CONTROL SYSTEM
SPLIT SYSTEM
HIGH VOLTAGE SWITCH
TRANSFORMER
TRAPS & VALVES
UNIT HEATER
UPS
VARIABLE FREQUENCY DRIVE
GEOTHERMAL WATER LOOP
MISC Asset

## LIFT STATION
ASSET GROUP: | LIFT STATION
ASSET GROUP INDEX | ASSET DESCRIPTION | PROPERTY NAME/ID # | LOCATION/ROOM # | MANUFACTURER | MODEL | SERIAL # | INSTALL DATE (month and year) | MFG. WARRANTY START DATE (month and year) | MFG. WARRANTY EXPIRE DATE (month and year) | STORM OR SEWAGE
AIR DRYER
AIR HANDLING UNIT
AIR SEPARATOR
AMP
BACKFLOW
BASEBOARD HEAT
BLOWER COIL UNIT
BOILER
CABINET UNIT HEATER
CHILLER
COMBINATION EYE WASH STA
COMPRESSOR
CONDENSER
COOLING TOWER
CRAC UNIT
DAMPER
DEDICATED OUTSIDE AIR
DRENCH HOSE
DRY TOWER
ELEVATOR
ENERGY RECOVERY UNIT
ENGINE
EYE WASH STATION
FAN
FAN COIL UNIT
FAN, EXHAUST
FAN, RETURN
FAN, SUPPLY
FAN WALL
FEEDER
FIRE ALARM PANEL
FIRE ALARM SYSTEM
FLYWHEEL
FREEZER
FURNACE
GENERATOR
GENSET
HEAT EXCHANGER
HEAT RECOVERY UNIT
HUMIDIFIER
HOOD, FUME
HOOD, KITCHEN
HOT WATER HEATER
HYDRONIC
LIFT STATION
MAKEUP AIR UNIT
PUMP
PUMP STATION
PUMP, FIRE
REMOTE POWER SUPPLY
RETURN AIR UNIT
ROOF
ROOFTOP UNIT
SAFETY SHOWER
SECURITY CARD ACCESS
SELF-CONTAINED
SMOKE CONTROL SYSTEM
SPLIT SYSTEM
HIGH VOLTAGE SWITCH
TRANSFORMER
TRAPS & VALVES
UNIT HEATER
UPS
VARIABLE FREQUENCY DRIVE
GEOTHERMAL WATER LOOP
MISC Asset

## MAKEUP AIR UNIT
ASSET GROUP: | MAKEUP AIR UNIT
ASSET GROUP INDEX | ASSET DESCRIPTION | PROPERTY NAME/ID # | LOCATION/ROOM # | MANUFACTURER | MODEL | SERIAL # | INSTALL DATE (month and year) | MFG. WARRANTY START DATE (month and year) | MFG. WARRANTY EXPIRE DATE (month and year) | FILTER (COUNT & SIZE) | BELT (COUNT & SIZE)
AIR DRYER
AIR HANDLING UNIT
AIR SEPARATOR
AMP
BACKFLOW
BASEBOARD HEAT
BLOWER COIL UNIT
BOILER
CABINET UNIT HEATER
CHILLER
COMBINATION EYE WASH STA
COMPRESSOR
CONDENSER
COOLING TOWER
CRAC UNIT
DAMPER
DEDICATED OUTSIDE AIR
DRENCH HOSE
DRY TOWER
ELEVATOR
ENERGY RECOVERY UNIT
ENGINE
EYE WASH STATION
FAN
FAN COIL UNIT
FAN, EXHAUST
FAN, RETURN
FAN, SUPPLY
FAN WALL
FEEDER
FIRE ALARM PANEL
FIRE ALARM SYSTEM
FLYWHEEL
FREEZER
FURNACE
GENERATOR
GENSET
HEAT EXCHANGER
HEAT RECOVERY UNIT
HUMIDIFIER
HOOD, FUME
HOOD, KITCHEN
HOT WATER HEATER
HYDRONIC
LIFT STATION
MAKEUP AIR UNIT
PUMP
PUMP STATION
PUMP, FIRE
REMOTE POWER SUPPLY
RETURN AIR UNIT
ROOF
ROOFTOP UNIT
SAFETY SHOWER
SECURITY CARD ACCESS
SELF-CONTAINED
SMOKE CONTROL SYSTEM
SPLIT SYSTEM
HIGH VOLTAGE SWITCH
TRANSFORMER
TRAPS & VALVES
UNIT HEATER
UPS
VARIABLE FREQUENCY DRIVE
GEOTHERMAL WATER LOOP
MISC Asset

## PUMP
ASSET GROUP: | PUMP
ASSET GROUP INDEX | ASSET DESCRIPTION | PROPERTY NAME/ID # | LOCATION/ROOM # | MANUFACTURER | MODEL | SERIAL # | INSTALL DATE (month and year) | MFG. WARRANTY START DATE (month and year) | MFG. WARRANTY EXPIRE DATE (month and year) | PUMP GPM | HOT WATER OR CHILLED WATER | MOTOR MANUFACTURER | MOTOR MODEL | MOTOR SERIAL NUMBER | MOTOR HP | FEET OF HEAD
AIR DRYER
AIR HANDLING UNIT
AIR SEPARATOR
AMP
BACKFLOW
BASEBOARD HEAT
BLOWER COIL UNIT
BOILER
CABINET UNIT HEATER
CHILLER
COMBINATION EYE WASH STA
COMPRESSOR
CONDENSER
COOLING TOWER
CRAC UNIT
DAMPER
DEDICATED OUTSIDE AIR
DRENCH HOSE
DRY TOWER
ELEVATOR
ENERGY RECOVERY UNIT
ENGINE
EYE WASH STATION
FAN
FAN COIL UNIT
FAN, EXHAUST
FAN, RETURN
FAN, SUPPLY
FAN WALL
FEEDER
FIRE ALARM PANEL
FIRE ALARM SYSTEM
FLYWHEEL
FREEZER
FURNACE
GENERATOR
GENSET
HEAT EXCHANGER
HEAT RECOVERY UNIT
HUMIDIFIER
HOOD, FUME
HOOD, KITCHEN
HOT WATER HEATER
HYDRONIC
LIFT STATION
MAKEUP AIR UNIT
PUMP
PUMP STATION
PUMP, FIRE
REMOTE POWER SUPPLY
RETURN AIR UNIT
ROOF
ROOFTOP UNIT
SAFETY SHOWER
SECURITY CARD ACCESS
SELF-CONTAINED
SMOKE CONTROL SYSTEM
SPLIT SYSTEM
HIGH VOLTAGE SWITCH
TRANSFORMER
TRAPS & VALVES
UNIT HEATER
UPS
VARIABLE FREQUENCY DRIVE
GEOTHERMAL WATER LOOP
MISC Asset

## PUMP STATION
ASSET GROUP: | PUMP STATION
ASSET GROUP INDEX | ASSET DESCRIPTION | PROPERTY NAME/ID # | LOCATION/ROOM # | MANUFACTURER | MODEL | SERIAL # | INSTALL DATE (month and year) | MFG. WARRANTY START DATE (month and year) | MFG. WARRANTY EXPIRE DATE (month and year)
AIR DRYER
AIR HANDLING UNIT
AIR SEPARATOR
AMP
BACKFLOW
BASEBOARD HEAT
BLOWER COIL UNIT
BOILER
CABINET UNIT HEATER
CHILLER
COMBINATION EYE WASH STA
COMPRESSOR
CONDENSER
COOLING TOWER
CRAC UNIT
DAMPER
DEDICATED OUTSIDE AIR
DRENCH HOSE
DRY TOWER
ELEVATOR
ENERGY RECOVERY UNIT
ENGINE
EYE WASH STATION
FAN
FAN COIL UNIT
FAN, EXHAUST
FAN, RETURN
FAN, SUPPLY
FAN WALL
FEEDER
FIRE ALARM PANEL
FIRE ALARM SYSTEM
FLYWHEEL
FREEZER
FURNACE
GENERATOR
GENSET
HEAT EXCHANGER
HEAT RECOVERY UNIT
HUMIDIFIER
HOOD, FUME
HOOD, KITCHEN
HOT WATER HEATER
HYDRONIC
LIFT STATION
MAKEUP AIR UNIT
PUMP
PUMP STATION
PUMP, FIRE
REMOTE POWER SUPPLY
RETURN AIR UNIT
ROOF
ROOFTOP UNIT
SAFETY SHOWER
SECURITY CARD ACCESS
SELF-CONTAINED
SMOKE CONTROL SYSTEM
SPLIT SYSTEM
HIGH VOLTAGE SWITCH
TRANSFORMER
TRAPS & VALVES
UNIT HEATER
UPS
VARIABLE FREQUENCY DRIVE
GEOTHERMAL WATER LOOP
MISC Asset

## PUMP, FIRE
ASSET GROUP: | PUMP, FIRE
ASSET GROUP INDEX | ASSET DESCRIPTION | PROPERTY NAME/ID # | LOCATION/ROOM # | MANUFACTURER | MODEL | SERIAL # | INSTALL DATE (month and year) | MFG. WARRANTY START DATE (month and year) | MFG. WARRANTY EXPIRE DATE (month and year) | FIRE PUMP ID# | FIRE PUMP: TYPE | FIRE PUMP: RPM | ELECTRIC DRYER: MFG# | ELECTRIC DRYER: MODEL# | ELECTRIC DYRER: SERIAL# | ELECTRIC DRYER: HP | ELECTRIC DRYER: RPM | ELECTRIC DRYER: AMPS | ELECTRIC DRYER: VOLTS | ELECTRIC DRYER: SERVICE FACTOR | ELECTRIC DRYER: FRAME | PUMP CONTROLLER MFG# | PUMP CONTROLLER MODEL# | PUMP CONTROLLER: SERIAL# | JOCKEY PUMP: MFG# | JOCKEY PUMP: MODEL# | JOCKEY PUMP: SERIAL# | JOCKEY PUMP: HP | JOCKEY PUMP: RPM | JOCKEY PUMP: FLOW | JOCKEY PUMP: PRESSURE | JOCKEY PUMP: SUCTION DIAMETER | JOCKEY PUMP: DISCHARGE DIAMETER | JOCKEY PUMP CONTROLLER: MFG# | JOCKEY PUMP CONTROLLER: MODEL# | JOCKEY PUMP CONTROLLER: SERIAL# | PUMP CONTROLLER ON PRESSURE | PUMP CONTROLLER: OFF PRESSURE | DIESEL DRIVER: # OF CYLINDERS | DIESEL DRIVER: FUEL TANK LOCATION | DIESEL DRIVER: GALLONS | DIESEL DRIVER: MANUFACTUER | DIESEL DRIVER: MODEL # | DIESEL DRIVER: SERIAL # | DIESEL DRIVER: HP | DIESEL DRIVER: RPM | DIESEL DRIVER: AMP | DIESEL DRIVER: VOLTS
AIR DRYER
AIR HANDLING UNIT
AIR SEPARATOR
AMP
BACKFLOW
BASEBOARD HEAT
BLOWER COIL UNIT
BOILER
CABINET UNIT HEATER
CHILLER
COMBINATION EYE WASH STA
COMPRESSOR
CONDENSER
COOLING TOWER
CRAC UNIT
DAMPER
DEDICATED OUTSIDE AIR
DRENCH HOSE
DRY TOWER
ELEVATOR
ENERGY RECOVERY UNIT
ENGINE
EYE WASH STATION
FAN
FAN COIL UNIT
FAN, EXHAUST
FAN, RETURN
FAN, SUPPLY
FAN WALL
FEEDER
FIRE ALARM PANEL
FIRE ALARM SYSTEM
FLYWHEEL
FREEZER
FURNACE
GENERATOR
GENSET
HEAT EXCHANGER
HEAT RECOVERY UNIT
HUMIDIFIER
HOOD, FUME
HOOD, KITCHEN
HOT WATER HEATER
HYDRONIC
LIFT STATION
MAKEUP AIR UNIT
PUMP
PUMP STATION
PUMP, FIRE
REMOTE POWER SUPPLY
RETURN AIR UNIT
ROOF
ROOFTOP UNIT
SAFETY SHOWER
SECURITY CARD ACCESS
SELF-CONTAINED
SMOKE CONTROL SYSTEM
SPLIT SYSTEM
HIGH VOLTAGE SWITCH
TRANSFORMER
TRAPS & VALVES
UNIT HEATER
UPS
VARIABLE FREQUENCY DRIVE
GEOTHERMAL WATER LOOP
MISC Asset

## REMOTE POWER SUPPLY
ASSET GROUP: | REMOTE POWER SUPPLY
ASSET GROUP INDEX | ASSET DESCRIPTION | PROPERTY NAME/ID # | LOCATION/ROOM # | MANUFACTURER | MODEL | SERIAL # | INSTALL DATE (month and year) | MFG. WARRANTY START DATE (month and year) | MFG. WARRANTY EXPIRE DATE (month and year) | ELECTRICAL PANEL NAME | ELECTRICAL PANEL CIRCUIT NUMBER | BATTERY SIZE | TROUBLE ADDRESS | BATTERY DATE | ELECTRICAL PANEL LOCATION
AIR DRYER
AIR HANDLING UNIT
AIR SEPARATOR
AMP
BACKFLOW
BASEBOARD HEAT
BLOWER COIL UNIT
BOILER
CABINET UNIT HEATER
CHILLER
COMBINATION EYE WASH STA
COMPRESSOR
CONDENSER
COOLING TOWER
CRAC UNIT
DAMPER
DEDICATED OUTSIDE AIR
DRENCH HOSE
DRY TOWER
ELEVATOR
ENERGY RECOVERY UNIT
ENGINE
EYE WASH STATION
FAN
FAN COIL UNIT
FAN, EXHAUST
FAN, RETURN
FAN, SUPPLY
FAN WALL
FEEDER
FIRE ALARM PANEL
FIRE ALARM SYSTEM
FLYWHEEL
FREEZER
FURNACE
GENERATOR
GENSET
HEAT EXCHANGER
HEAT RECOVERY UNIT
HUMIDIFIER
HOOD, FUME
HOOD, KITCHEN
HOT WATER HEATER
HYDRONIC
LIFT STATION
MAKEUP AIR UNIT
PUMP
PUMP STATION
PUMP, FIRE
REMOTE POWER SUPPLY
RETURN AIR UNIT
ROOF
ROOFTOP UNIT
SAFETY SHOWER
SECURITY CARD ACCESS
SELF-CONTAINED
SMOKE CONTROL SYSTEM
SPLIT SYSTEM
HIGH VOLTAGE SWITCH
TRANSFORMER
TRAPS & VALVES
UNIT HEATER
UPS
VARIABLE FREQUENCY DRIVE
GEOTHERMAL WATER LOOP
MISC Asset

## RETURN AIR UNIT
ASSET GROUP: | RETURN AIR UNIT
ASSET GROUP INDEX | ASSET DESCRIPTION | PROPERTY NAME/ID # | LOCATION/ROOM # | MANUFACTURER | MODEL | SERIAL # | INSTALL DATE (month and year) | MFG. WARRANTY START DATE (month and year) | MFG. WARRANTY EXPIRE DATE (month and year) | FILTER (COUNT & SIZE)
AIR DRYER
AIR HANDLING UNIT
AIR SEPARATOR
AMP
BACKFLOW
BASEBOARD HEAT
BLOWER COIL UNIT
BOILER
CABINET UNIT HEATER
CHILLER
COMBINATION EYE WASH STA
COMPRESSOR
CONDENSER
COOLING TOWER
CRAC UNIT
DAMPER
DEDICATED OUTSIDE AIR
DRENCH HOSE
DRY TOWER
ELEVATOR
ENERGY RECOVERY UNIT
ENGINE
EYE WASH STATION
FAN
FAN COIL UNIT
FAN, EXHAUST
FAN, RETURN
FAN, SUPPLY
FAN WALL
FEEDER
FIRE ALARM PANEL
FIRE ALARM SYSTEM
FLYWHEEL
FREEZER
FURNACE
GENERATOR
GENSET
HEAT EXCHANGER
HEAT RECOVERY UNIT
HUMIDIFIER
HOOD, FUME
HOOD, KITCHEN
HOT WATER HEATER
HYDRONIC
LIFT STATION
MAKEUP AIR UNIT
PUMP
PUMP STATION
PUMP, FIRE
REMOTE POWER SUPPLY
RETURN AIR UNIT
ROOF
ROOFTOP UNIT
SAFETY SHOWER
SECURITY CARD ACCESS
SELF-CONTAINED
SMOKE CONTROL SYSTEM
SPLIT SYSTEM
HIGH VOLTAGE SWITCH
TRANSFORMER
TRAPS & VALVES
UNIT HEATER
UPS
VARIABLE FREQUENCY DRIVE
GEOTHERMAL WATER LOOP
MISC Asset

## ROOF
ASSET GROUP: | ROOF
ASSET GROUP INDEX | ASSET DESCRIPTION | PROPERTY NAME/ID # | LOCATION/ROOM # | MANUFACTURER | MODEL | SERIAL # | INSTALL DATE (month and year) | WARRANTY START DATE (month and year) | WARRANTY EXPIRE DATE (month and year) | ROOF COVERING MATERIAL | ROOF STYLE | ROOF ACCESS
AIR DRYER
AIR HANDLING UNIT
AIR SEPARATOR
AMP
BACKFLOW
BASEBOARD HEAT
BLOWER COIL UNIT
BOILER
CABINET UNIT HEATER
CHILLER
COMBINATION EYE WASH STA
COMPRESSOR
CONDENSER
COOLING TOWER
CRAC UNIT
DAMPER
DEDICATED OUTSIDE AIR
DRENCH HOSE
DRY TOWER
ELEVATOR
ENERGY RECOVERY UNIT
ENGINE
EYE WASH STATION
FAN
FAN COIL UNIT
FAN, EXHAUST
FAN, RETURN
FAN, SUPPLY
FAN WALL
FEEDER
FIRE ALARM PANEL
FIRE ALARM SYSTEM
FLYWHEEL
FREEZER
FURNACE
GENERATOR
GENSET
HEAT EXCHANGER
HEAT RECOVERY UNIT
HUMIDIFIER
HOOD, FUME
HOOD, KITCHEN
HOT WATER HEATER
HYDRONIC
LIFT STATION
MAKEUP AIR UNIT
PUMP
PUMP STATION
PUMP, FIRE
REMOTE POWER SUPPLY
RETURN AIR UNIT
ROOF
ROOFTOP UNIT
SAFETY SHOWER
SECURITY CARD ACCESS
SELF-CONTAINED
SMOKE CONTROL SYSTEM
SPLIT SYSTEM
HIGH VOLTAGE SWITCH
TRANSFORMER
TRAPS & VALVES
UNIT HEATER
UPS
VARIABLE FREQUENCY DRIVE
GEOTHERMAL WATER LOOP
MISC Asset

## ROOFTOP UNIT
ASSET GROUP: | ROOFTOP UNIT
ASSET GROUP INDEX | ASSET DESCRIPTION | PROPERTY NAME/ID # | LOCATION/ROOM # | MANUFACTURER | MODEL | SERIAL # | INSTALL DATE (month and year) | MFG. WARRANTY START DATE (month and year) | MFG. WARRANTY EXPIRE DATE (month and year) | FILTER (COUNT & SIZE) | BELT (COUNT & SIZE), IF APPLICABLE | UNIT SIZE | VOLTS/PHASE/HERTZ | HEATING TYPE
AIR DRYER
AIR HANDLING UNIT
AIR SEPARATOR
AMP
BACKFLOW
BASEBOARD HEAT
BLOWER COIL UNIT
BOILER
CABINET UNIT HEATER
CHILLER
COMBINATION EYE WASH STA
COMPRESSOR
CONDENSER
COOLING TOWER
CRAC UNIT
DAMPER
DEDICATED OUTSIDE AIR
DRENCH HOSE
DRY TOWER
ELEVATOR
ENERGY RECOVERY UNIT
ENGINE
EYE WASH STATION
FAN
FAN COIL UNIT
FAN, EXHAUST
FAN, RETURN
FAN, SUPPLY
FAN WALL
FEEDER
FIRE ALARM PANEL
FIRE ALARM SYSTEM
FLYWHEEL
FREEZER
FURNACE
GENERATOR
GENSET
HEAT EXCHANGER
HEAT RECOVERY UNIT
HUMIDIFIER
HOOD, FUME
HOOD, KITCHEN
HOT WATER HEATER
HYDRONIC
LIFT STATION
MAKEUP AIR UNIT
PUMP
PUMP STATION
PUMP, FIRE
REMOTE POWER SUPPLY
RETURN AIR UNIT
ROOF
ROOFTOP UNIT
SAFETY SHOWER
SECURITY CARD ACCESS
SELF-CONTAINED
SMOKE CONTROL SYSTEM
SPLIT SYSTEM
HIGH VOLTAGE SWITCH
TRANSFORMER
TRAPS & VALVES
UNIT HEATER
UPS
VARIABLE FREQUENCY DRIVE
GEOTHERMAL WATER LOOP
MISC Asset

## SAFETY SHOWER
ASSET GROUP: | SAFETY SHOWER
ASSET GROUP INDEX | ASSET DESCRIPTION | PROPERTY NAME/ID # | LOCATION/ROOM # | MANUFACTURER | MODEL | SERIAL # | INSTALL DATE (month and year) | MFG. WARRANTY START DATE (month and year) | MFG. WARRANTY EXPIRE DATE (month and year)
AIR DRYER
AIR HANDLING UNIT
AIR SEPARATOR
AMP
BACKFLOW
BASEBOARD HEAT
BLOWER COIL UNIT
BOILER
CABINET UNIT HEATER
CHILLER
COMBINATION EYE WASH STA
COMPRESSOR
CONDENSER
COOLING TOWER
CRAC UNIT
DAMPER
DEDICATED OUTSIDE AIR
DRENCH HOSE
DRY TOWER
ELEVATOR
ENERGY RECOVERY UNIT
ENGINE
EYE WASH STATION
FAN
FAN COIL UNIT
FAN, EXHAUST
FAN, RETURN
FAN, SUPPLY
FAN WALL
FEEDER
FIRE ALARM PANEL
FIRE ALARM SYSTEM
FLYWHEEL
FREEZER
FURNACE
GENERATOR
GENSET
HEAT EXCHANGER
HEAT RECOVERY UNIT
HUMIDIFIER
HOOD, FUME
HOOD, KITCHEN
HOT WATER HEATER
HYDRONIC
LIFT STATION
MAKEUP AIR UNIT
PUMP
PUMP STATION
PUMP, FIRE
REMOTE POWER SUPPLY
RETURN AIR UNIT
ROOF
ROOFTOP UNIT
SAFETY SHOWER
SECURITY CARD ACCESS
SELF-CONTAINED
SMOKE CONTROL SYSTEM
SPLIT SYSTEM
HIGH VOLTAGE SWITCH
TRANSFORMER
TRAPS & VALVES
UNIT HEATER
UPS
VARIABLE FREQUENCY DRIVE
GEOTHERMAL WATER LOOP
MISC Asset

## SECURITY CARD ACCESS
ASSET GROUP: | SECURITY CARD ACCESS
ASSET GROUP INDEX | ASSET DESCRIPTION | PROPERTY NAME/ID # | LOCATION/ROOM # | MANUFACTURER | MODEL | SERIAL # | INSTALL DATE (month and year) | MFG. WARRANTY START DATE (month and year) | MFG. WARRANTY EXPIRE DATE (month and year) | DOOR INTERIOR/EXTERIOR | BATTERY COUNT | CONTROLLER | DOOR #
AIR DRYER
AIR HANDLING UNIT
AIR SEPARATOR
AMP
BACKFLOW
BASEBOARD HEAT
BLOWER COIL UNIT
BOILER
CABINET UNIT HEATER
CHILLER
COMBINATION EYE WASH STA
COMPRESSOR
CONDENSER
COOLING TOWER
CRAC UNIT
DAMPER
DEDICATED OUTSIDE AIR
DRENCH HOSE
DRY TOWER
ELEVATOR
ENERGY RECOVERY UNIT
ENGINE
EYE WASH STATION
FAN
FAN COIL UNIT
FAN, EXHAUST
FAN, RETURN
FAN, SUPPLY
FAN WALL
FEEDER
FIRE ALARM PANEL
FIRE ALARM SYSTEM
FLYWHEEL
FREEZER
FURNACE
GENERATOR
GENSET
HEAT EXCHANGER
HEAT RECOVERY UNIT
HUMIDIFIER
HOOD, FUME
HOOD, KITCHEN
HOT WATER HEATER
HYDRONIC
LIFT STATION
MAKEUP AIR UNIT
PUMP
PUMP STATION
PUMP, FIRE
REMOTE POWER SUPPLY
RETURN AIR UNIT
ROOF
ROOFTOP UNIT
SAFETY SHOWER
SECURITY CARD ACCESS
SELF-CONTAINED
SMOKE CONTROL SYSTEM
SPLIT SYSTEM
HIGH VOLTAGE SWITCH
TRANSFORMER
TRAPS & VALVES
UNIT HEATER
UPS
VARIABLE FREQUENCY DRIVE
GEOTHERMAL WATER LOOP
MISC Asset

## SELF-CONTAINED
ASSET GROUP: | SELF-CONTAINED
ASSET GROUP INDEX | ASSET DESCRIPTION | PROPERTY NAME/ID # | LOCATION/ROOM # | MANUFACTURER | MODEL | SERIAL # | INSTALL DATE (month and year) | MFG. WARRANTY START DATE (month and year) | MFG. WARRANTY EXPIRE DATE (month and year) | FILTER (COUNT & SIZE)
AIR DRYER
AIR HANDLING UNIT
AIR SEPARATOR
AMP
BACKFLOW
BASEBOARD HEAT
BLOWER COIL UNIT
BOILER
CABINET UNIT HEATER
CHILLER
COMBINATION EYE WASH STA
COMPRESSOR
CONDENSER
COOLING TOWER
CRAC UNIT
DAMPER
DEDICATED OUTSIDE AIR
DRENCH HOSE
DRY TOWER
ELEVATOR
ENERGY RECOVERY UNIT
ENGINE
EYE WASH STATION
FAN
FAN COIL UNIT
FAN, EXHAUST
FAN, RETURN
FAN, SUPPLY
FAN WALL
FEEDER
FIRE ALARM PANEL
FIRE ALARM SYSTEM
FLYWHEEL
FREEZER
FURNACE
GENERATOR
GENSET
HEAT EXCHANGER
HEAT RECOVERY UNIT
HUMIDIFIER
HOOD, FUME
HOOD, KITCHEN
HOT WATER HEATER
HYDRONIC
LIFT STATION
MAKEUP AIR UNIT
PUMP
PUMP STATION
PUMP, FIRE
REMOTE POWER SUPPLY
RETURN AIR UNIT
ROOF
ROOFTOP UNIT
SAFETY SHOWER
SECURITY CARD ACCESS
SELF-CONTAINED
SMOKE CONTROL SYSTEM
SPLIT SYSTEM
HIGH VOLTAGE SWITCH
TRANSFORMER
TRAPS & VALVES
UNIT HEATER
UPS
VARIABLE FREQUENCY DRIVE
GEOTHERMAL WATER LOOP
MISC Asset

## SMOKE CONTROL SYSTEM
ASSET GROUP: | SMOKE CONTROL SYSTEM
ASSET GROUP INDEX | ASSET DESCRIPTION | PROPERTY NAME/ID # | LOCATION/ROOM # | MANUFACTURER | MODEL | SERIAL # | INSTALL DATE (month and year) | MFG. WARRANTY START DATE (month and year) | MFG. WARRANTY EXPIRE DATE (month and year)
AIR DRYER
AIR HANDLING UNIT
AIR SEPARATOR
AMP
BACKFLOW
BASEBOARD HEAT
BLOWER COIL UNIT
BOILER
CABINET UNIT HEATER
CHILLER
COMBINATION EYE WASH STA
COMPRESSOR
CONDENSER
COOLING TOWER
CRAC UNIT
DAMPER
DEDICATED OUTSIDE AIR
DRENCH HOSE
DRY TOWER
ELEVATOR
ENERGY RECOVERY UNIT
ENGINE
EYE WASH STATION
FAN
FAN COIL UNIT
FAN, EXHAUST
FAN, RETURN
FAN, SUPPLY
FAN WALL
FEEDER
FIRE ALARM PANEL
FIRE ALARM SYSTEM
FLYWHEEL
FREEZER
FURNACE
GENERATOR
GENSET
HEAT EXCHANGER
HEAT RECOVERY UNIT
HUMIDIFIER
HOOD, FUME
HOOD, KITCHEN
HOT WATER HEATER
HYDRONIC
LIFT STATION
MAKEUP AIR UNIT
PUMP
PUMP STATION
PUMP, FIRE
REMOTE POWER SUPPLY
RETURN AIR UNIT
ROOF
ROOFTOP UNIT
SAFETY SHOWER
SECURITY CARD ACCESS
SELF-CONTAINED
SMOKE CONTROL SYSTEM
SPLIT SYSTEM
HIGH VOLTAGE SWITCH
TRANSFORMER
TRAPS & VALVES
UNIT HEATER
UPS
VARIABLE FREQUENCY DRIVE
GEOTHERMAL WATER LOOP
MISC Asset

## SPLIT SYSTEM
ASSET GROUP: | SPLIT SYSTEM
ASSET GROUP INDEX | ASSET DESCRIPTION | PROPERTY NAME/ID # | LOCATION/ROOM # | MANUFACTURER | MODEL | SERIAL # | INSTALL DATE (month and year) | MFG. WARRANTY START DATE (month and year) | MFG. WARRANTY EXPIRE DATE (month and year) | FILTER (COUNT & SIZE) | BELT (COUNT & SIZE)
AIR DRYER
AIR HANDLING UNIT
AIR SEPARATOR
AMP
BACKFLOW
BASEBOARD HEAT
BLOWER COIL UNIT
BOILER
CABINET UNIT HEATER
CHILLER
COMBINATION EYE WASH STA
COMPRESSOR
CONDENSER
COOLING TOWER
CRAC UNIT
DAMPER
DEDICATED OUTSIDE AIR
DRENCH HOSE
DRY TOWER
ELEVATOR
ENERGY RECOVERY UNIT
ENGINE
EYE WASH STATION
FAN
FAN COIL UNIT
FAN, EXHAUST
FAN, RETURN
FAN, SUPPLY
FAN WALL
FEEDER
FIRE ALARM PANEL
FIRE ALARM SYSTEM
FLYWHEEL
FREEZER
FURNACE
GENERATOR
GENSET
HEAT EXCHANGER
HEAT RECOVERY UNIT
HUMIDIFIER
HOOD, FUME
HOOD, KITCHEN
HOT WATER HEATER
HYDRONIC
LIFT STATION
MAKEUP AIR UNIT
PUMP
PUMP STATION
PUMP, FIRE
REMOTE POWER SUPPLY
RETURN AIR UNIT
ROOF
ROOFTOP UNIT
SAFETY SHOWER
SECURITY CARD ACCESS
SELF-CONTAINED
SMOKE CONTROL SYSTEM
SPLIT SYSTEM
HIGH VOLTAGE SWITCH
TRANSFORMER
TRAPS & VALVES
UNIT HEATER
UPS
VARIABLE FREQUENCY DRIVE
GEOTHERMAL WATER LOOP
MISC Asset

## HIGH VOLTAGE SWITCH
ASSET GROUP: | HIGH VOLTAGE SWITCH
ASSET GROUP INDEX | ASSET DESCRIPTION | PROPERTY NAME/ID # | LOCATION/ROOM # | MANUFACTURER | MODEL | SERIAL # | INSTALL DATE (month and year) | MFG. WARRANTY START DATE (month and year) | MFG. WARRANTY EXPIRE DATE (month and year) | ELECTRICAL VAULT | TYPE | VOLTAGE | MFG DATE | OIL GALLONS | WEIGHT (LBS) | FEEDER LINE
AIR DRYER
AIR HANDLING UNIT
AIR SEPARATOR
AMP
BACKFLOW
BASEBOARD HEAT
BLOWER COIL UNIT
BOILER
CABINET UNIT HEATER
CHILLER
COMBINATION EYE WASH STA
COMPRESSOR
CONDENSER
COOLING TOWER
CRAC UNIT
DAMPER
DEDICATED OUTSIDE AIR
DRENCH HOSE
DRY TOWER
ELEVATOR
ENERGY RECOVERY UNIT
ENGINE
EYE WASH STATION
FAN
FAN COIL UNIT
FAN, EXHAUST
FAN, RETURN
FAN, SUPPLY
FAN WALL
FEEDER
FIRE ALARM PANEL
FIRE ALARM SYSTEM
FLYWHEEL
FREEZER
FURNACE
GENERATOR
GENSET
HEAT EXCHANGER
HEAT RECOVERY UNIT
HUMIDIFIER
HOOD, FUME
HOOD, KITCHEN
HOT WATER HEATER
HYDRONIC
LIFT STATION
MAKEUP AIR UNIT
PUMP
PUMP STATION
PUMP, FIRE
REMOTE POWER SUPPLY
RETURN AIR UNIT
ROOF
ROOFTOP UNIT
SAFETY SHOWER
SECURITY CARD ACCESS
SELF-CONTAINED
SMOKE CONTROL SYSTEM
SPLIT SYSTEM
HIGH VOLTAGE SWITCH
TRANSFORMER
TRAPS & VALVES
UNIT HEATER
UPS
VARIABLE FREQUENCY DRIVE
GEOTHERMAL WATER LOOP
MISC Asset

## TRANSFORMER
ASSET GROUP: | TRANSFORMER
ASSET GROUP INDEX | ASSET DESCRIPTION | PROPERTY NAME/ID # | LOCATION/ROOM # | MANUFACTURER | MODEL | SERIAL # | INSTALL DATE (month and year) | MFG. WARRANTY START DATE (month and year) | MFG. WARRANTY EXPIRE DATE (month and year) | KVA | VOLTAGE | %Z | OIL # | WEIGHT # | FUSES | FEEDER LINE
AIR DRYER
AIR HANDLING UNIT
AIR SEPARATOR
AMP
BACKFLOW
BASEBOARD HEAT
BLOWER COIL UNIT
BOILER
CABINET UNIT HEATER
CHILLER
COMBINATION EYE WASH STA
COMPRESSOR
CONDENSER
COOLING TOWER
CRAC UNIT
DAMPER
DEDICATED OUTSIDE AIR
DRENCH HOSE
DRY TOWER
ELEVATOR
ENERGY RECOVERY UNIT
ENGINE
EYE WASH STATION
FAN
FAN COIL UNIT
FAN, EXHAUST
FAN, RETURN
FAN, SUPPLY
FAN WALL
FEEDER
FIRE ALARM PANEL
FIRE ALARM SYSTEM
FLYWHEEL
FREEZER
FURNACE
GENERATOR
GENSET
HEAT EXCHANGER
HEAT RECOVERY UNIT
HUMIDIFIER
HOOD, FUME
HOOD, KITCHEN
HOT WATER HEATER
HYDRONIC
LIFT STATION
MAKEUP AIR UNIT
PUMP
PUMP STATION
PUMP, FIRE
REMOTE POWER SUPPLY
RETURN AIR UNIT
ROOF
ROOFTOP UNIT
SAFETY SHOWER
SECURITY CARD ACCESS
SELF-CONTAINED
SMOKE CONTROL SYSTEM
SPLIT SYSTEM
HIGH VOLTAGE SWITCH
TRANSFORMER
TRAPS & VALVES
UNIT HEATER
UPS
VARIABLE FREQUENCY DRIVE
GEOTHERMAL WATER LOOP
MISC Asset

## TRAPS & VALVES
ASSET GROUP: | TRAPS & VALVES
ASSET GROUP INDEX | ASSET DESCRIPTION | PROPERTY NAME/ID # | LOCATION/ROOM # | MANUFACTURER | MODEL | SERIAL # | INSTALL DATE (month and year) | MFG. WARRANTY START DATE (month and year) | MFG. WARRANTY EXPIRE DATE (month and year) | SIZE | TYPE
AIR DRYER
AIR HANDLING UNIT
AIR SEPARATOR
AMP
BACKFLOW
BASEBOARD HEAT
BLOWER COIL UNIT
BOILER
CABINET UNIT HEATER
CHILLER
COMBINATION EYE WASH STA
COMPRESSOR
CONDENSER
COOLING TOWER
CRAC UNIT
DAMPER
DEDICATED OUTSIDE AIR
DRENCH HOSE
DRY TOWER
ELEVATOR
ENERGY RECOVERY UNIT
ENGINE
EYE WASH STATION
FAN
FAN COIL UNIT
FAN, EXHAUST
FAN, RETURN
FAN, SUPPLY
FAN WALL
FEEDER
FIRE ALARM PANEL
FIRE ALARM SYSTEM
FLYWHEEL
FREEZER
FURNACE
GENERATOR
GENSET
HEAT EXCHANGER
HEAT RECOVERY UNIT
HUMIDIFIER
HOOD, FUME
HOOD, KITCHEN
HOT WATER HEATER
HYDRONIC
LIFT STATION
MAKEUP AIR UNIT
PUMP
PUMP STATION
PUMP, FIRE
REMOTE POWER SUPPLY
RETURN AIR UNIT
ROOF
ROOFTOP UNIT
SAFETY SHOWER
SECURITY CARD ACCESS
SELF-CONTAINED
SMOKE CONTROL SYSTEM
SPLIT SYSTEM
HIGH VOLTAGE SWITCH
TRANSFORMER
TRAPS & VALVES
UNIT HEATER
UPS
VARIABLE FREQUENCY DRIVE
GEOTHERMAL WATER LOOP
MISC Asset

## UNIT HEATER
ASSET GROUP: | UNIT HEATER
ASSET GROUP INDEX | ASSET DESCRIPTION | PROPERTY NAME/ID # | LOCATION/ROOM # | MANUFACTURER | MODEL | SERIAL # | INSTALL DATE (month and year) | MFG. WARRANTY START DATE (month and year) | MFG. WARRANTY EXPIRE DATE (month and year) | TYPE OF HEAT (GAS, HYDRONIC, STEAM) | FILTER (COUNT & SIZE)
AIR DRYER
AIR HANDLING UNIT
AIR SEPARATOR
AMP
BACKFLOW
BASEBOARD HEAT
BLOWER COIL UNIT
BOILER
CABINET UNIT HEATER
CHILLER
COMBINATION EYE WASH STA
COMPRESSOR
CONDENSER
COOLING TOWER
CRAC UNIT
DAMPER
DEDICATED OUTSIDE AIR
DRENCH HOSE
DRY TOWER
ELEVATOR
ENERGY RECOVERY UNIT
ENGINE
EYE WASH STATION
FAN
FAN COIL UNIT
FAN, EXHAUST
FAN, RETURN
FAN, SUPPLY
FAN WALL
FEEDER
FIRE ALARM PANEL
FIRE ALARM SYSTEM
FLYWHEEL
FREEZER
FURNACE
GENERATOR
GENSET
HEAT EXCHANGER
HEAT RECOVERY UNIT
HUMIDIFIER
HOOD, FUME
HOOD, KITCHEN
HOT WATER HEATER
HYDRONIC
LIFT STATION
MAKEUP AIR UNIT
PUMP
PUMP STATION
PUMP, FIRE
REMOTE POWER SUPPLY
RETURN AIR UNIT
ROOF
ROOFTOP UNIT
SAFETY SHOWER
SECURITY CARD ACCESS
SELF-CONTAINED
SMOKE CONTROL SYSTEM
SPLIT SYSTEM
HIGH VOLTAGE SWITCH
TRANSFORMER
TRAPS & VALVES
UNIT HEATER
UPS
VARIABLE FREQUENCY DRIVE
GEOTHERMAL WATER LOOP
MISC Asset

## UPS
ASSET GROUP: | UPS
ASSET GROUP INDEX | ASSET DESCRIPTION | PROPERTY NAME/ID # | LOCATION/ROOM # | MANUFACTURER | MODEL | SERIAL # | INSTALL DATE (month and year) | MFG. WARRANTY START DATE (month and year) | MFG. WARRANTY EXPIRE DATE (month and year) | KVA | VOLTAGE
AIR DRYER
AIR HANDLING UNIT
AIR SEPARATOR
AMP
BACKFLOW
BASEBOARD HEAT
BLOWER COIL UNIT
BOILER
CABINET UNIT HEATER
CHILLER
COMBINATION EYE WASH STA
COMPRESSOR
CONDENSER
COOLING TOWER
CRAC UNIT
DAMPER
DEDICATED OUTSIDE AIR
DRENCH HOSE
DRY TOWER
ELEVATOR
ENERGY RECOVERY UNIT
ENGINE
EYE WASH STATION
FAN
FAN COIL UNIT
FAN, EXHAUST
FAN, RETURN
FAN, SUPPLY
FAN WALL
FEEDER
FIRE ALARM PANEL
FIRE ALARM SYSTEM
FLYWHEEL
FREEZER
FURNACE
GENERATOR
GENSET
HEAT EXCHANGER
HEAT RECOVERY UNIT
HUMIDIFIER
HOOD, FUME
HOOD, KITCHEN
HOT WATER HEATER
HYDRONIC
LIFT STATION
MAKEUP AIR UNIT
PUMP
PUMP STATION
PUMP, FIRE
REMOTE POWER SUPPLY
RETURN AIR UNIT
ROOF
ROOFTOP UNIT
SAFETY SHOWER
SECURITY CARD ACCESS
SELF-CONTAINED
SMOKE CONTROL SYSTEM
SPLIT SYSTEM
HIGH VOLTAGE SWITCH
TRANSFORMER
TRAPS & VALVES
UNIT HEATER
UPS
VARIABLE FREQUENCY DRIVE
GEOTHERMAL WATER LOOP
MISC Asset

## VARIABLE FREQUENCY DRIVE
ASSET GROUP: | VARIABLE FREQUENCY DRIVE
ASSET GROUP INDEX | ASSET DESCRIPTION | PROPERTY NAME/ID # | LOCATION/ROOM # | MANUFACTURER | MODEL | SERIAL # | INSTALL DATE (month and year) | MFG. WARRANTY START DATE (month and year) | MFG. WARRANTY EXPIRE DATE (month and year)
AIR DRYER
AIR HANDLING UNIT
AIR SEPARATOR
AMP
BACKFLOW
BASEBOARD HEAT
BLOWER COIL UNIT
BOILER
CABINET UNIT HEATER
CHILLER
COMBINATION EYE WASH STA
COMPRESSOR
CONDENSER
COOLING TOWER
CRAC UNIT
DAMPER
DEDICATED OUTSIDE AIR
DRENCH HOSE
DRY TOWER
ELEVATOR
ENERGY RECOVERY UNIT
ENGINE
EYE WASH STATION
FAN
FAN COIL UNIT
FAN, EXHAUST
FAN, RETURN
FAN, SUPPLY
FAN WALL
FEEDER
FIRE ALARM PANEL
FIRE ALARM SYSTEM
FLYWHEEL
FREEZER
FURNACE
GENERATOR
GENSET
HEAT EXCHANGER
HEAT RECOVERY UNIT
HUMIDIFIER
HOOD, FUME
HOOD, KITCHEN
HOT WATER HEATER
HYDRONIC
LIFT STATION
MAKEUP AIR UNIT
PUMP
PUMP STATION
PUMP, FIRE
REMOTE POWER SUPPLY
RETURN AIR UNIT
ROOF
ROOFTOP UNIT
SAFETY SHOWER
SECURITY CARD ACCESS
SELF-CONTAINED
SMOKE CONTROL SYSTEM
SPLIT SYSTEM
HIGH VOLTAGE SWITCH
TRANSFORMER
TRAPS & VALVES
UNIT HEATER
UPS
VARIABLE FREQUENCY DRIVE
GEOTHERMAL WATER LOOP
MISC Asset

## GEOTHERMAL WATER LOOP
ASSET GROUP: | GEOTHERMAL WATER LOOP
ASSET GROUP INDEX | ASSET DESCRIPTION | PROPERTY NAME/ID # | LOCATION/ROOM # | MANUFACTURER | MODEL | SERIAL # | INSTALL DATE (month and year) | MFG. WARRANTY START DATE (month and year) | MFG. WARRANTY EXPIRE DATE (month and year) | SYSTEM SIZE | GLYCOL MIXTURE | LOOP TYPE | CLOSED LOOP TYPE | ADDL. INFO.
AIR DRYER
AIR HANDLING UNIT
AIR SEPARATOR
AMP
BACKFLOW
BASEBOARD HEAT
BLOWER COIL UNIT
BOILER
CABINET UNIT HEATER
CHILLER
COMBINATION EYE WASH STA
COMPRESSOR
CONDENSER
COOLING TOWER
CRAC UNIT
DAMPER
DEDICATED OUTSIDE AIR
DRENCH HOSE
DRY TOWER
ELEVATOR
ENERGY RECOVERY UNIT
ENGINE
EYE WASH STATION
FAN
FAN COIL UNIT
FAN, EXHAUST
FAN, RETURN
FAN, SUPPLY
FAN WALL
FEEDER
FIRE ALARM PANEL
FIRE ALARM SYSTEM
FLYWHEEL
FREEZER
FURNACE
GENERATOR
GENSET
HEAT EXCHANGER
HEAT RECOVERY UNIT
HUMIDIFIER
HOOD, FUME
HOOD, KITCHEN
HOT WATER HEATER
HYDRONIC
LIFT STATION
MAKEUP AIR UNIT
PUMP
PUMP STATION
PUMP, FIRE
REMOTE POWER SUPPLY
RETURN AIR UNIT
ROOF
ROOFTOP UNIT
SAFETY SHOWER
SECURITY CARD ACCESS
SELF-CONTAINED
SMOKE CONTROL SYSTEM
SPLIT SYSTEM
HIGH VOLTAGE SWITCH
TRANSFORMER
TRAPS & VALVES
UNIT HEATER
UPS
VARIABLE FREQUENCY DRIVE
GEOTHERMAL WATER LOOP
MISC Asset

## MISC Asset
ASSET GROUP: | MISC ASSET
ASSET GROUP INDEX | ASSET DESCRIPTION | PROPERTY NAME/ID # | LOCATION/ROOM # | MANUFACTURER | MODEL | SERIAL # | INSTALL DATE (month and year) | MFG. WARRANTY START DATE (month and year) | MFG. WARRANTY EXPIRE DATE (month and year) | ADDITIONAL ASSET INFORMATION (EXAMPLE: BELTS, FILTERS, ETC.)
AIR DRYER
AIR HANDLING UNIT
AIR SEPARATOR
AMP
BACKFLOW
BASEBOARD HEAT
BLOWER COIL UNIT
BOILER
CABINET UNIT HEATER
CHILLER
COMBINATION EYE WASH STA
COMPRESSOR
CONDENSER
COOLING TOWER
CRAC UNIT
DAMPER
DEDICATED OUTSIDE AIR
DRENCH HOSE
DRY TOWER
ELEVATOR
ENERGY RECOVERY UNIT
ENGINE
EYE WASH STATION
FAN
FAN COIL UNIT
FAN, EXHAUST
FAN, RETURN
FAN, SUPPLY
FAN WALL
FEEDER
FIRE ALARM PANEL
FIRE ALARM SYSTEM
FLYWHEEL
FREEZER
FURNACE
GENERATOR
GENSET
HEAT EXCHANGER
HEAT RECOVERY UNIT
HUMIDIFIER
HOOD, FUME
HOOD, KITCHEN
HOT WATER HEATER
HYDRONIC
LIFT STATION
MAKEUP AIR UNIT
PUMP
PUMP STATION
PUMP, FIRE
REMOTE POWER SUPPLY
RETURN AIR UNIT
ROOF
ROOFTOP UNIT
SAFETY SHOWER
SECURITY CARD ACCESS
SELF-CONTAINED
SMOKE CONTROL SYSTEM
SPLIT SYSTEM
HIGH VOLTAGE SWITCH
TRANSFORMER
TRAPS & VALVES
UNIT HEATER
UPS
VARIABLE FREQUENCY DRIVE
GEOTHERMAL WATER LOOP
MISC Asset